## Table of contents
Projected Costs of Generating Electricity 2020
This workbook contains supporting data for the study Projected Costs of Generating Electricity - 2020 edition, a joint report by the International Energy Agency and the OECD Nuclear Energy Agency. Please note that the use of this data is subject to our terms and conditions (https://www.iea.org/terms). For further information, please contact compliance@iea.org.
Source: IEA. NEA. All rights reserved
https://www.iea.org/reports/projected-costs-of-generating-electricity-2020
www.oecd-nea.org/egc-2020
Table of contents
Table 1.1: Summary of responses by country and technology
Table 3.1 : Summary statistics for different generating technologies
Tables 3.2 to 3.20: Detailed statistics for different generating technologies
|  | Overnight and investment costs | LCOE data at standard capacity factors | LCOE at lower capacity factors (flexible technologies)
Gas generating technologies
| Combined-cycle gas turbine (CCGT) | Table 3.2.a | Table 3.11.a.b | Table 3.20.a
| Open-cycle gas turbine (OCGT) | Table 3.2.b | Table 3.11.a.b | Table 3.20.b
Coal generating technologies
| Coal-fired generating technologies | Table 3.3 | Table 3.12 | Table 3.21
Nuclear generating technologies
| New Build | Table 3.4.a | Table 3.13.a | Table 3.22.a
| Long Term Operation (LTO) - 10 years | Table 3.4.b | Table 3.13.b1 | Table 3.22.b1
| Long Term Operation (LTO) - 20 years |  | Table 3.13.b2 | Table 3.22.b2
Solar generating technologies
| Solar generating technologies | Table 3.5 | Table 3.14
Wind generating technologies
| Onshore | Table 3.6.a | Table 3.15.a
| Offshore | Table 3.6.b | Table 3.15.b
Other renewable generating technologies
| Hydropower | Table 3.7.a | Table 3.16.a
| Biomass | Table 3.7.b | Table 3.16.b
| Geothermal | Table 3.7.c | Table 3.16.c
Combined heat and power (CHP) technologies
| Combined heat and power (CHP) technologies | Table 3.8 | Table 3.17
Storage technologies and Fuel cells
| Storage technologies | Table 3.9 | Table 3.18
| Fuel cells | Table 3.10 | Table 3.19

## 1.1
Back to the table of content
Table 1.1: Summary of responses by country and technology
Country | Natural gas | Coal | Nuclear | LTO | Solar PV | Solar thermal | Onshore wind | Offshore wind | Hydro | CHP | Storage | Other | TOTAL
Australia | 3 | 4 |  |  | 1 | 1 | 1 | 1 |  |  | 1 |  | 12
Austria |  |  |  |  | 1 |  | 1 |  | 1 |  |  |  | 3
Belgium | 6 |  |  |  | 4 |  | 4 | 2 |  |  |  |  | 16
Canada | 3 |  |  |  | 2 |  | 1 |  |  |  | 1 |  | 7
Denmark |  |  |  |  | 4 |  | 1 | 2 |  | 7 | 2 |  | 16
Finland | [6 empty] | 1 |  |  |  | 1 |  | 2
France |  |  | 1 | 1 | 3 |  | 1 | 1 |  |  |  | 3 | 10
Germany | [8 empty] | 1 |  |  |  | 1
Hungary |  |  |  |  | 4 | [7 empty] | 4
Italy | 2 |  |  |  | 7 |  | 14 |  | 15 | 1 | 1 | 6 | 46
Japan | 1 | 1 | 1 |  | 2 |  | 1 | 1 | 1 |  |  |  | 8
Korea | 2 | 1 | 1 |  | 2 |  | 1 | 1 |  |  |  |  | 8
Mexico | 3 | [11 empty] | 3
Netherlands |  |  |  |  | 3 |  | 1 | [5 empty] | 4
Norway |  |  |  |  | 1 |  | 1 |  | 2 |  |  | 1 | 5
Romania | 1 | [8 empty] | 2 |  |  | 3
Russian Federation |  |  | 1 |  |  |  | 2 | [5 empty] | 3
Slovak Republic |  |  | 1 | [6 empty] | 2 |  |  | 3
Sweden |  |  |  | 1 |  |  | 1 | [5 empty] | 2
Switzerland |  |  |  | 1 | [8 empty] | 1
United States | 2 | 8 | 1 | 1 | 15 | 3 | 10 | 14 | 8 |  |  | 2 | 64
Non-OECD members
Brazil | 2 | 1 |  |  | 1 |  | 1 |  | 1 |  |  | 1 | 7
China | 1 | 1 | 1 |  | 1 |  | 1 | 1 |  |  |  |  | 6
India |  | 2 | 1 |  | 1 |  | 1 |  | 1 |  | 2 | 1 | 9
TOTAL | 26 | 18 | 8 | 4 | 52 | 4 | 44 | 23 | 30 | 12 | 8 | 14 | 243
* Data for China and India was drawn from various publicly available sources. Romania and Russia are members of the OECD Nuclear Energy Agency only.

## 3.1
Back to the table of content
Table 3.1: Summary statistics for different generating technologies
Technology | Number of plants / countries | Net capacity (MWe) |  |  |  | Overnight costs (USD/kWe)
|  | Min | Mean | Median | Max | Min | Mean | Median | Max
ACAES | 1 / 1 | 250 | 250 | 250 | 250 | 1695 | 1695 | 1695 | 1695
Lithium-ion battery | 4 / 4 | 1 | 7.48 | 2 | 19.44 | 452.1429 | 932.4005 | 655.081 | 1967.2972
Biomass | 4 / 3 | 0.415 | 18.4775 | 25 | 30 | 833.3596 | 2501.1421 | 1094.7432 | 6545.4608
Biomass (CHP) | 5 / 2 | 0.415 | 130.0575 | 130.0575 | 357.6 | 2537.8134 | 4689.1844 | 4689.1844 | 6545.4608
Coal | 11 / 6 | 137.7 | 693.116 | 722 | 954 | 800 | 1896.5722 | 1784.7653 | 4382
Coal (CCUS) | 4 / 2 | 499.12 | 641.3 | 641.3 | 649.67 | 4489.6489 | 4571.8245 | 4571.8245 | 5991
Coal (CHP) | 1 / 1 | 700 | 700 | 700 | 700 | 2240.3861 | 2240.3861 | 2240.3861 | 2240.3861
Fuel cell | 4 / 2 | 0.00265 | 0.2025 | 0.2025 | 15.2 | 2360.7567 | 4715.4709 | 4715.4709 | 6492.0808
Gas (CCGT) | 16 / 11 | 471 | 761.7048 | 743.25 | 1372 | 253.703 | 822.6922 | 954.8629 | 1108.9065
Gas (CCGT, CCUS) | 2 / 2 | 437 | 541.369 | 541.369 | 645.738 | 2412 | 2619.242 | 2619.242 | 2826.4839
Gas (CCGT, CHP) | 2 / 2 | 5.8 | 252.9 | 252.9 | 500 | 1023.9782 | 1092.1451 | 1092.1451 | 1160.3119
Gas (OCGT/int. comb.) | 8 / 5 | 100 | 463.7 | 500 | 980 | 324.604 | 630.1894 | 667.9558 | 1140.6477
Gas (OCGT/int. comb., CHP) | 3 / 3 | 35.9 | 118.6333 | 125 | 195 | 329.8139 | 707.084 | 684.0292 | 1107.409
Geothermal | 6 / 2 | 5 | 18.75 | 18.75 | 39.6 | 3850.8899 | 6647.283 | 6647.283 | 10959.1243
Hydro (reservoir, >= 5 MW) | 4 / 4 | 11.952 | 57.988 | 22.5 | 175 | 1899.4159 | 3318.8214 | 2778.3543 | 5819.1612
Hydro (reservoir, < 5 MW) | 1 / 1 | 0.315 | 0.315 | 0.315 | 0.315 | 3966.1774 | 3966.1774 | 3966.1774 | 3966.1774
Hydro (run of river, >= 5 MW) | 7 / 4 | 5 | 85.1125 | 43.975 | 247.5 | 2326.3293 | 3557.1539 | 3025.8297 | 6681.424
Hydro (run of river, < 5 MW) | 18 / 4 | 0.015 | 2.5417 | 3 | 4.8 | 955.9928 | 3507.4292 | 2800.9471 | 7484.3039
Lignite | 2 / 2 | 709 | 804.5 | 804.5 | 900 | 2189.4864 | 2972.715 | 2972.715 | 3755.9436
Lignite (CCUS) | 1 / 1 | 570 | 570 | 570 | 570 | 6891.0022 | 6891.0022 | 6891.0022 | 6891.0022
Lignite (CHP) | 1 / 1 | 2900 | 2900 | 2900 | 2900 | 1014.8119 | 1014.8119 | 1014.8119 | 1014.8119
Nuclear | 8 / 8 | 950 | 1234.2267 | 1137.18 | 1650 | 2157.0627 | 3606.4888 | 3370.341 | 6920.0331
Nuclear (LTO) | 4 / 4 | 1000 | 1000 | 1000 | 1000 | 391 | 503.5 | 497 | 629
Pumped storage | 3 / 3 | 175 | 458.3333 | 200 | 1000 | 562.8833 | 1961.9623 | 896.5849 | 4426.4188
Solar PV (floating) | 1 / 1 | 8 | 8 | 8 | 8 | 860.1269 | 860.1269 | 860.1269 | 860.1269
Solar PV (utility scale) | 21 / 14 | 0.83333 | 26.2717 | 20 | 100 | 534.4308 | 995.192 | 922.8522 | 2006.1223
Solar PV (commercial) | 15 / 8 | 0.05 | 0.24779 | 0.24167 | 0.5 | 845.8886 | 1064.9106 | 1084.7222 | 1356.6701
Solar PV (residential) | 15 / 8 | 0.004 | 0.0079688 | 0.0055 | 0.02 | 718.8504 | 1583.1786 | 1653.403 | 2596.567
Solar thermal (CSP) | 4 / 2 | 100 | 125 | 125 | 150 | 5238.2973 | 5856.5487 | 5856.5487 | 6474.8
Offshore wind | 23 / 8 | 11.25 | 186.4219 | 99.5 | 600 | 1720.6966 | 2875.6038 | 2739.8415 | 4039.0071
Onshore wind (>= 1 MW) | 33 / 18 | 1 | 58.3239 | 40 | 280 | 877.2207 | 1391.3134 | 1439.1663 | 3021.7685
Onshore wind (< 1 MW) | 11 / 1 | 0.014 | 0.19 | 0.19 | 0.9 | 1782.3713 | 2852.1452 | 2852.1452 | 5538.7762
Note: CHP = combined heat and power. CCUS = carbon capture. utilisation and storage. CCGT = Combined cycle gas turbine. OCGT = Open cycle gas turbine. LTO = long-term operation. CSP = concentrated solar power. ACAES = Adiabatic compressed air energy storage.

## 3.2.a.b
Back to the table of content
Table 3.2.a: Combined-cycle gas turbine (CCGT) generating technology
Country | Technology | Net capacity (MWe) | Electrical conversion efficiency (%) | Overnight costs (USD/kWe) | Investment costs (USD/kWe)
[5 empty] | 3% | 7% | 10%
Australia | CCGT | 506 | 47.52% | 954.8629 | 998.4432 | 1058.4714 | 1104.9538
| CCGT (CCUS) | 437 | 40.99% | 2826.4839 | 2955.4855 | 3133.1748 | 3270.767
Belgium | CCGT | 500 | 59.5% | 767.2459 | 802.2632 | 850.4968 | 887.8461
| CCGT | 500 | 64% | 1009.2235 | 1055.2847 | 1118.7304 | 1167.859
| CCGT | 500 | 58% | 973.8121 | 1018.2572 | 1079.4767 | 1126.8815
Canada | CCGT | 471 | 56.9% | 1058.0704 | 1106.361 | 1172.8775 | 1224.384
Italy | CCGT | 790 | 60% | 590.1892 | 617.1256 | 654.2283 | 682.9585
Japan | CCGT | 1372 | 55.89% | 1108.9065 | 1159.5173 | 1229.2296 | 1283.2108
Korea | CCGT | 491 | 56.1% | 1107.3715 | 1157.9123 | 1227.5281 | 1281.4345
| CCGT | 982 | 58.6% | 838.4024 | 876.6673 | 929.3742 | 970.1873
Mexico | CCGT | 503 | 50.5% | 669.3915 | 699.9427 | 742.0245 | 774.6103
| CCGT | 785 | 59.7% | 667.3259 | 697.7828 | 739.7348 | 772.22
| CCGT | 835 | 57.8% | 466.3236 | 487.6067 | 516.9226 | 539.623
Romania | CCGT | 750 | 58% | 253.703 | 265.2821 | 281.2313 | 293.5815
United States | CCGT | 726.548 | 59.41% | 951.9565 | 995.4041 | 1055.2497 | 1101.5905
| CCGT (CCUS) | 645.738 | 47.66% | 2412 | 2522.0844 | 2673.7168 | 2791.1321
Non-OECD countries
Brazil | CCGT | 980 | 58% | 957.9003 | 1001.6191 | 1061.8383 | 1108.4686
China | CCGT | 475 | 58% | 560 | 585.5586 | 620.7634 | 648.024
Table 3.2.b: Open-cycle gas turbine (OCGT) generating technology
Country | Technology | Net capacity (MWe) | Electrical conversion efficiency (%) | Overnight costs (USD/kWe) | Investment costs (USD/kWe)
[5 empty] | 3% | 7% | 10%
Autralia | OCGT | 537 | 30.64% | 667.9558 | 688.0696 | 715.1217 | 735.5858
Belgium | OCGT | 350 | 40% | 531.1703 | 547.1651 | 568.6774 | 584.9509
| OCGT | 500 | 41% | 670.4549 | 690.644 | 717.7973 | 738.338
| OCGT | 500 | 38% | 590.1892 | 607.9612 | 631.8638 | 649.9454
Canada | OCGT | 100 | 41.3% | 1140.6477 | 1174.9955 | 1221.1915 | 1256.1375
| OCGT | 243 | 40% | 517.8448 | 533.4384 | 554.411 | 570.2762
Italy | OCGT | 130 | 36.9% | 324.604 | 334.3787 | 347.5251 | 357.47
Non-OECD countries
Brazil | OCGT | 980 | 44% | 738.9516 | 761.2033 | 791.1307 | 813.77

## 3.3
Back to the table of content
Table 3.3: Coal-fired generating technologies
Country | Technology | Net capacity (MWe) | Electrical conversion efficiency (%) | Overnight costs (USD/kWe) | Investment costs (USD/kWe)
[5 empty] | 3% | 7% | 10%
Australia | Supercritical pulverised | 722 | 40.11% | 2433.4809 | 2583.0899 | 2794.0697 | 2961.2553
| Supercritical pulverised (CCUS) | 633 | 30.05% | 4489.6489 | 4765.6699 | 5154.917 | 5463.3661
| Supercritical pulverised (lignite) | 709 | 31.75% | 3755.9436 | 3986.8568 | 4312.4925 | 4570.5344
| Supercritical pulverised (lignite, CCUS) | 570 | 20.65% | 6891.0022 | 7314.657 | 7912.0984 | 8385.5259
Japan | Ultra-supercritical | 748.8 | 41.4% | 2418.822 | 2567.5298 | 2777.2387 | 2943.4173
Korea | Ultra-supercritical | 954 | 43.3% | 1150.7086 | 1221.4535 | 1321.2185 | 1400.2748
United States | Pulverised | 137.7 | 36.2% | 4382 | 4651.4028 | 5031.3168 | 5332.3702
| Pulverised | 140.1 | 35.9% | 3447 | 3658.9196 | 3957.7702 | 4194.587
| Pulverised | 649.96 | 40.1% | 2477.9183 | 2630.2593 | 2845.0917 | 3015.3304
| Pulverised (CCUS) | 649.67 | 31.1% | 4604 | 4887.0512 | 5286.2124 | 5602.5177
| Supercritical pulverised | 649.93 | 41.75% | 2582 | 2740.7399 | 2964.5961 | 3141.9854
| Supercritical pulverised (CCUS) | 649.6 | 32.66% | 4654 | 4940.1252 | 5343.6213 | 5663.3617
| Ultra-supercritical | 640.78 | 42.58% | 4157 | 4412.5699 | 4772.9767 | 5058.5721
| Other coal (CCUS) | 499.12 | 31.34% | 5991 | 6359.3232 | 6878.7355 | 7290.3309
Non-OECD countries
Brazil | Other coal (lignite) | 900 | 34% | 2189.4864 | 2324.0947 | 2513.9205 | 2664.3432
China | Ultra-supercritical | 346.75 | 45% | 800 | 849.1835 | 918.5426 | 973.5044
India | Ultra-supercritical | 400 | 45% | 1147.6971 | 1218.2568 | 1317.7607 | 1396.6101
| Ultra-supercritical | 400 | 45% | 1111.1462 | 1179.4588 | 1275.7938 | 1352.1321

## 3.4.a.b
Back to the table of content
Table 3.4.a: Nuclear generating technologies - New Build
Country | Technology | Net capacity (MWe) | Overnight costs (USD/kWe) | Investment costs (USD/kWe)
|  |  |  | 3% | 7% | 10%
France | EPR | 1650 | 4013.2863 | 4458.503 | 5132.2989 | 5704.7311
Japan | ALWR | 1152 | 3962.8166 | 4402.4344 | 5067.7569 | 5632.9903
Korea | ALWR | 1377 | 2157.0627 | 2396.3579 | 2758.51 | 3066.181
Russian Federation | VVER | 1122.36 | 2270.8461 | 2522.7639 | 2904.0193 | 3227.9197
Slovak Republic | Other nuclear | 1004 | 6920.0331 | 7687.7117 | 8849.5252 | 9836.559
United States | LWR | 1100 | 4250 | 4721.4767 | 5435.0148 | 6041.2104
Non-OECD countries
China | LWR | 950 | 2500 | 2777.3392 | 3197.0675 | 3553.6532
India | LWR | 950 | 2777.8655 | 3086.0299 | 3552.4094 | 3948.6282
Table 3.4.b: Nuclear generating technologies - Long Term Operation (LTO)
Country | Technology | Net capacity (MWe) | Overnight costs (USD/kWe) | Investment costs (USD/kWe)
|  |  |  | 3% | 7% | 10%
Switzerland | LTO | 1000 | 550 | 566.5619 | 588.8368 | 605.6871
France | LTO | 1000 | 629 | 647.9408 | 673.4152 | 692.6858
Sweden | LTO | 1000 | 444 | 457.3699 | 475.3519 | 488.9547
United States | LTO | 1000 | 391 | 402.774 | 418.6094 | 430.5885

## 3.5
Back to the table of content
Table 3.5: Solar generating technologies
Country | Technology | Net capacity* (MWe) | Capacity factor (%) | Annual efficiency loss (%) | Overnight costs (USD/kWe) | Investment costs (USD/kWe)
[6 empty] | 3% | 7% | 10%
Austria | Solar PV (residential) | 0.02 | 11.4% | 0.5% | 718.8504 | 729.5535 | 743.5846 | 753.9367
Australia | Solar PV (utility scale) | 100 | 28% | 0.5% | 882.0154 | 895.1479 | 912.3638 | 925.0656
| Solar thermal (CSP) | 150 | 47% | 0% | 5238.2973 | 5316.2912 | 5418.5369 | 5493.9726
Belgium** | Solar PV (residential) | 0.01 | 13.2% | 0.5% | 1841.3902 | 1868.8069 | 1904.7488 | 1931.2663
| Solar PV (residential) | 0.01 | 12.36% | 0.5% | 1345.6313 | 1365.6666 | 1391.9318 | 1411.31
| Solar PV (residential) | 0.01 | 12.78% | 0.5% | 1008.5152 | 1023.5312 | 1043.2163 | 1057.7397
| Solar PV (utility scale) | 1 | 13.2% | 0.5% | 991.5178 | 1006.2807 | 1025.634 | 1039.9126
Canada | Solar PV (utility scale) | 20 | 25% | 0.5% | 1354.4227 | 1374.5889 | 1401.0257 | 1420.5305
| Solar PV (utility scale) | 20 | 19% | 0.5% | 1264.1279 | 1282.9497 | 1307.624 | 1325.8285
Denmark | Solar PV (residential) | 0.006 | 12.1% | 0.5% | 1176.222 | 1193.735 | 1216.6935 | 1233.632
| Solar PV (commercial) | 0.1 | 13.1% | 0.5% | 847.1582 | 859.7717 | 876.3073 | 888.507
| Solar PV (utility scale) | 8 | 16.14% | 0.5% | 534.4308 | 542.3881 | 552.8196 | 560.5158
| Solar PV (utility scale) | 8 | 17.91% | 0.5% | 623.2023 | 632.4812 | 644.6454 | 653.6201
France | Solar PV (residential) | 0.01 | 17.64% | 0.5% | 1699.7448 | 1725.0526 | 1758.2297 | 1782.7074
| Solar PV (commercial) | 0.5 | 17.64% | 0.5% | 849.8724 | 862.5263 | 879.1148 | 891.3537
| Solar PV (utility scale) | 25 | 24% | 0.5% | 708.227 | 718.7719 | 732.5957 | 742.7947
Hungary | Solar PV (residential) | 0.0041667 | 15% | 0.5% | 1900.7321 | 1929.0324 | 1966.1326 | 1993.5047
| Solar PV (commercial) | 0.05 | 13.5% | 0.5% | 1296.7612 | 1316.0689 | 1341.3802 | 1360.0546
| Solar PV (commercial) | 0.5 | 13.5% | 0.5% | 1074.713 | 1090.7146 | 1111.6918 | 1127.1685
| Solar PV (utility scale) | 20 | 13.5% | 0.5% | 963.689 | 978.0375 | 996.8476 | 1010.7255
Italy** | Solar PV (commercial) | 0.083333 | 19.57% | 0.5% | 1305.5306 | 1324.9689 | 1350.4514 | 1369.2521
| Solar PV (commercial) | 0.20833 | 17.16% | 0.5% | 906.5306 | 920.028 | 937.7225 | 950.7773
| Solar PV (commercial) | 0.41667 | 19.57% | 0.5% | 1210.1559 | 1228.1741 | 1251.795 | 1269.2223
| Solar PV (residential) | 0.0041667 | 19.57% | 0.5% | 1845.8277 | 1873.3105 | 1909.339 | 1935.9204
| Solar PV (residential) | 0.005 | 17.16% | 0.5% | 1368.2946 | 1388.6673 | 1415.3749 | 1435.0794
| Solar PV (utility scale) | 0.83333 | 19.62% | 0.5% | 827.2091 | 839.5256 | 855.6718 | 867.5843
| Solar PV (utility scale) | 0.83333 | 26.53% | 0.5% | 836.2004 | 848.6507 | 864.9724 | 877.0144
Japan | Solar PV (residential) | 0.004 | 12% | 0.5% | 2332.7402 | 2367.4727 | 2413.0052 | 2446.5985
| Solar PV (utility scale) | 2 | 14% | 0.5% | 2006.1223 | 2035.9917 | 2075.149 | 2104.0388
Korea | Solar PV (commercial) | 0.099 | 15% | 0.5% | 1240.0949 | 1258.5589 | 1282.7641 | 1300.6225
| Solar PV (utility scale) | 2.97 | 15% | 0.5% | 1225.7909 | 1244.0419 | 1267.9679 | 1285.6203
Netherlands | Solar PV (floating) | 8 | 14.13% | 0.5% | 860.1269 | 872.9335 | 889.7222 | 902.1087
| Solar PV (commercial) | 0.2 | 13.75% | 0.5% | 845.8886 | 858.4832 | 874.994 | 887.1755
| Solar PV (utility scale) | 8 | 14.13% | 0.5% | 807.3788 | 819.4 | 835.1591 | 846.786
Norway | Solar PV (commercial) | 0.3 | 10.27% | 0.5% | 983.7073 | 998.3539 | 1017.5548 | 1031.721
United States | Solar PV (residential) | 0.005 | 13.5% | 0.5% | 1884.4466 | 1912.5044 | 1949.2867 | 1976.4243
| Solar PV (residential) | 0.005 | 15.59% | 0.5% | 1884.4466 | 1912.5044 | 1949.2867 | 1976.4243
| Solar PV (residential)*** | 0.005 | 16.68% | 0.5% | 1884.4466 | 1912.5044 | 1949.2867 | 1976.4243
| Solar PV (residential) | 0.005 | 19% | 0.5% | 2596.567 | 2635.2277 | 2685.9098 | 2723.3024
| Solar PV (residential) | 0.005 | 20.75% | 0.5% | 2596.567 | 2635.2277 | 2685.9098 | 2723.3024
| Solar PV (commercial) | 0.3 | 13.03% | 0.5% | 1356.6701 | 1376.8697 | 1403.3504 | 1422.8876
| Solar PV (commercial) | 0.3 | 15.1% | 0.5% | 1356.6701 | 1376.8697 | 1403.3504 | 1422.8876
| Solar PV (commercial)*** | 0.3 | 16.11% | 0.5% | 1356.6701 | 1376.8697 | 1403.3504 | 1422.8876
| Solar PV (commercial) | 0.3 | 18.83% | 0.5% | 1356.6701 | 1376.8697 | 1403.3504 | 1422.8876
| Solar PV (commercial) | 0.3 | 20.38% | 0.5% | 1356.6701 | 1376.8697 | 1403.3504 | 1422.8876
| Solar PV (utility scale) | 100 | 22.88% | 0.5% | 1071.6806 | 1087.637 | 1108.555 | 1123.9881
| Solar PV (utility scale) | 100 | 26.37% | 0.5% | 1071.6806 | 1087.637 | 1108.555 | 1123.9881
| Solar PV (utility scale)*** | 100 | 28.42% | 0.5% | 1071.6806 | 1087.637 | 1108.555 | 1123.9881
| Solar PV (utility scale) | 100 | 33.04% | 0.5% | 1071.6806 | 1087.637 | 1108.555 | 1123.9881
| Solar PV (utility scale) | 100 | 36.36% | 0.5% | 1071.6806 | 1087.637 | 1108.555 | 1123.9881
| Solar thermal (CSP) | 100 | 50.4% | 0% | 6474.8 | 6571.2043 | 6697.5852 | 6790.8275
| Solar thermal (CSP) | 100 | 61.2% | 0% | 6474.8 | 6571.2043 | 6697.5852 | 6790.8275
| Solar thermal (CSP)*** | 100 | 63.8% | 0% | 6474.8 | 6571.2043 | 6697.5852 | 6790.8275
Non-OECD countries
Brazil | Solar PV (utility scale) | 25 | 31.25% | 0.5% | 1197.3754 | 1215.2033 | 1238.5747 | 1255.8179
China | Solar PV (utility scale) | 20 | 17.61% | 0.5% | 730.42 | 741.2953 | 755.5523 | 766.071
India | Solar PV (utility scale) | 35 | 20.31% | 0.5% | 628.6748 | 638.0353 | 650.3063 | 659.3597
* All values represent AC capacity.
** A generic sizing factor of 1.2 was used to convert peak DC capacity into peak AC capacity.
*** Indicated as reference datasets by the providing country.

## 3.6.a.b
Back to the table of content
Table 3.6.a: Wind generating technology - Onshore
Country | Technology | Net capacity (MWe) | Capacity factor (%) | Overnight costs (USD/kWe) | Investment costs (USD/kWe)
[5 empty] | 3% | 7% | 10%
Austria | Onshore wind (>= 1 MW) | 3 | 27.3% | 1457.7672 | 1479.4722 | 1507.9262 | 1528.9192
Australia | Onshore wind (< 1 MW) | 100 | 42% | 1432.3691 | 1453.6959 | 1481.6541 | 1502.2814
Belgium | Onshore wind (< 1 MW) | 4.5 | 25% | 1534.4918 | 1557.3391 | 1587.2907 | 1609.3886
| Onshore wind (< 1 MW) | 5 | 30% | 1475.4729 | 1497.4415 | 1526.2411 | 1547.4891
| Onshore wind (< 1 MW) | 30 | 27.5% | 1416.454 | 1437.5438 | 1465.1914 | 1485.5895
| Onshore wind (< 1 MW) | 30 | 27.5% | 1325.5649 | 1345.3014 | 1371.175 | 1390.2642
Canada | Onshore wind (< 1 MW) | 200 | 40% | 1361.3685 | 1381.6381 | 1408.2105 | 1427.8153
Denmark | Onshore wind (< 1 MW) | 4.48 | 39.61% | 917.5169 | 931.178 | 949.0869 | 962.2999
Finland | Onshore wind (< 1 MW) | 30 | 39.95% | 1534.4918 | 1557.3391 | 1587.2907 | 1609.3886
France | Onshore wind (< 1 MW) | 50 | 38% | 1475.4729 | 1497.4415 | 1526.2411 | 1547.4891
Italy | Onshore wind (< 1 MW) | 0.014 | 17.26% | 5316.6691 | 5395.8298 | 5499.6053 | 5576.1696
| Onshore wind (< 1 MW) | 0.02 | 32.14% | 5538.7762 | 5621.2439 | 5729.3546 | 5809.1174
| Onshore wind (< 1 MW) | 0.059 | 20.15% | 4074.912 | 4135.584 | 4215.1217 | 4273.8037
| Onshore wind (< 1 MW) | 0.06 | 33.43% | 4616.016 | 4684.7446 | 4774.8441 | 4841.3185
| Onshore wind (< 1 MW) | 0.1 | 30.79% | 3323.2657 | 3372.7463 | 3437.6128 | 3485.4705
| Onshore wind (< 1 MW) | 0.19 | 17.89% | 2852.1452 | 2894.6112 | 2950.2819 | 2991.3551
| Onshore wind (< 1 MW) | 0.5 | 33.43% | 2658.6126 | 2698.1971 | 2750.0902 | 2788.3764
| Onshore wind (< 1 MW) | 0.8 | 31.67% | 1782.3713 | 1808.9093 | 1843.6992 | 1869.3668
| Onshore wind (< 1 MW) | 0.832 | 29.53% | 2268.5712 | 2302.3483 | 2346.6283 | 2379.2975
| Onshore wind (< 1 MW) | 0.9 | 48.09% | 2726.674 | 2767.2718 | 2820.4935 | 2859.7598
| Onshore wind (< 1 MW) | 0.9 | 43.4% | 2785.6929 | 2827.1695 | 2881.5431 | 2921.6593
| Onshore wind (>= 1 MW) | 1 | 38.83% | 3021.7685 | 3066.7601 | 3125.7417 | 3169.2576
| Onshore wind (>= 1 MW) | 10 | 37.18% | 1429.0042 | 1450.2809 | 1478.1735 | 1498.7523
| Onshore wind (>= 1 MW) | 20 | 29.86% | 1499.0949 | 1521.4152 | 1550.6758 | 1572.264
Japan | Onshore wind (>= 1 MW) | 20 | 20% | 2281.8358 | 2315.8105 | 2360.3493 | 2393.2096
Korea | Onshore wind (>= 1 MW) | 14.85 | 23% | 1981.6999 | 2011.2057 | 2049.8863 | 2078.4244
Netherlands | Onshore wind (>= 1 MW) | 50 | 48.17% | 1250.3158 | 1268.9319 | 1293.3367 | 1311.3422
Norway | Onshore wind (>= 1 MW) | 130 | 44% | 931.9397 | 945.8155 | 964.006 | 977.4267
Russian Federation | Onshore wind (>= 1 MW) | 60 | 27% | 1598.2764 | 1622.0734 | 1653.27 | 1676.2865
| Onshore wind (>= 1 MW) | 280 | 27% | 1471.9602 | 1493.8765 | 1522.6075 | 1543.8049
Sweden | Onshore wind (>= 1 MW) | 5 | 42% | 1097.7519 | 1114.0965 | 1135.5233 | 1151.3319
United States | Onshore wind (>= 1 MW) | 100 | 53.35% | 1429.941 | 1451.2317 | 1479.1425 | 1499.7348
| Onshore wind (>= 1 MW) | 100 | 48.55% | 1338.3998 | 1358.3274 | 1384.4515 | 1403.7255
| Onshore wind (>= 1 MW) | 100 | 46.86% | 1323.1404 | 1342.8409 | 1368.6671 | 1387.7214
| Onshore wind (>= 1 MW)* | 100 | 45.31% | 1319.1999 | 1338.8416 | 1364.5909 | 1383.5885
| Onshore wind (>= 1 MW) | 100 | 43.47% | 1341.5235 | 1361.4977 | 1387.6827 | 1407.0017
| Onshore wind (>= 1 MW) | 100 | 40.92% | 1522.9021 | 1545.5768 | 1575.3022 | 1597.2332
| Onshore wind (>= 1 MW) | 100 | 37.11% | 1614.8112 | 1638.8544 | 1670.3737 | 1693.6283
| Onshore wind (>= 1 MW) | 100 | 32.86% | 1967.517 | 1996.8117 | 2035.2154 | 2063.5493
| Onshore wind (>= 1 MW) | 100 | 28.19% | 2180.2716 | 2212.734 | 2255.2905 | 2286.6882
| Onshore wind (>= 1 MW) | 100 | 17.83% | 2329.474 | 2364.1579 | 2409.6266 | 2443.1729
Non-OECD countries
Brazil | Onshore wind (>= 1 MW) | 30 | 47% | 1313.6918 | 1333.2516 | 1358.8934 | 1377.8116
China | Onshore wind (>= 1 MW) | 50 | 25.62% | 1173.6 | 1191.0739 | 1213.9813 | 1230.8821
India | Onshore wind (>= 1 MW) | 65 | 26.92% | 877.2207 | 890.2818 | 907.4041 | 920.0368
* Indicated as reference datasets by the providing country.
Table 3.6.b: Wind generating technology - Offshore
Country | Technology | Net capacity (MWe) | Capacity factor (%) | Overnight costs (USD/kWe) | Investment costs (USD/kWe)
[5 empty] | 3% | 7% | 10%
Australia | Offshore wind | 100 | 51% | 3474.4458 | 3526.1774 | 3593.9947 | 3644.0295
Belgium | Offshore wind | 12 | 39% | 2360.7567 | 2395.9063 | 2441.9857 | 2475.9825
| Offshore wind | 50 | 39% | 2360.7567 | 2395.9063 | 2441.9857 | 2475.9825
Denmark | Offshore wind | 11.25 | 51.8% | 2011.7345 | 2041.6875 | 2080.9543 | 2109.9249
| Offshore wind | 11.5 | 51.88% | 1720.6966 | 1746.3163 | 1779.9024 | 1804.6818
France | Offshore wind | 500 | 45% | 3068.9837 | 3114.6782 | 3174.5814 | 3218.7772
Japan | Offshore wind | 100 | 30% | 4039.0071 | 4099.1445 | 4177.9814 | 4236.1463
Korea | Offshore wind | 99 | 30% | 3519.8225 | 3572.2297 | 3640.9328 | 3691.621
United States | Offshore wind | 600 | 47.13% | 1952.1448 | 1981.2106 | 2019.3143 | 2047.4268
| Offshore wind | 600 | 45.93% | 1958.1242 | 1987.2791 | 2025.4995 | 2053.698
| Offshore wind* | 600 | 46.28% | 2059.9737 | 2090.645 | 2130.8534 | 2160.5186
| Offshore wind | 600 | 46.07% | 2151.0043 | 2183.0309 | 2225.0161 | 2255.9923
| Offshore wind | 600 | 45.32% | 2188.9621 | 2221.5539 | 2264.28 | 2295.8028
| Offshore wind | 600 | 38.91% | 2209.2267 | 2242.1202 | 2285.2419 | 2317.0565
| Offshore wind | 600 | 30.06% | 2411.0311 | 2446.9293 | 2493.99 | 2528.7108
| Offshore wind | 600 | 52.6% | 2410.3677 | 2446.256 | 2493.3037 | 2528.0149
| Offshore wind | 600 | 51.32% | 2419.5108 | 2455.5353 | 2502.7615 | 2537.6044
| Offshore wind | 600 | 50.41% | 2486.0736 | 2523.0891 | 2571.6145 | 2607.416
| Offshore wind | 600 | 49.72% | 2576.9112 | 2615.2792 | 2665.5776 | 2702.6872
| Offshore wind | 600 | 46.85% | 2604.4929 | 2643.2716 | 2694.1084 | 2731.6152
| Offshore wind | 600 | 37.36% | 2607.3141 | 2646.1348 | 2697.0267 | 2734.5741
| Offshore wind | 600 | 30.71% | 2864.2358 | 2906.8818 | 2962.7885 | 3004.0358
Non-OECD countries
China | Offshore wind | 50 | 35.41% | 2264.9 | 2298.6225 | 2342.8308 | 2375.4472
* Indicated as reference datasets by the providing country.

## 3.7.a.b.c
Back to the table of content
Table 3.7.a: Other renewable generating technologies - Hydropower
Country | Technology | Net capacity (MWe) | Capacity factor (%) | Overnight costs (USD/kWe) | Investment costs (USD/kWe)
[5 empty] | 3% | 7% | 10%
Austria | Run of river (< 5 MW) | 2.2 | 51.4% | 2360.7567 | 2544.0384 | 2808.6445 | 3023.2241
Germany | Run of river (>= 5 MW) | 24.5 | 65% | 3000 | 3232.9106 | 3569.1664 | 3841.8497
Italy | Run of river (< 5 MW) | 0.015 | 55.43% | 6509.6685 | 7015.0588 | 7744.6967 | 8336.3894
| Run of river (< 5 MW) | 0.1 | 34.2% | 3013.0942 | 3247.0214 | 3584.7449 | 3858.6184
| Run of river (< 5 MW) | 0.2 | 55.46% | 5503.03 | 5930.2681 | 6547.0767 | 7047.2715
| Run of river (< 5 MW) | 0.25 | 14.73% | 3646.7302 | 3929.851 | 4338.5957 | 4670.0632
| Run of river (< 5 MW) | 0.25 | 8.418% | 3266.2163 | 3519.7951 | 3885.8898 | 4182.7707
| Run of river (< 5 MW) | 0.25 | 19.47% | 1591.8443 | 1715.4301 | 1893.8524 | 2038.5422
| Run of river (< 5 MW) | 0.5 | 20.41% | 1070.0916 | 1153.1701 | 1273.1116 | 1370.377
| Run of river (< 5 MW) | 0.5 | 15.15% | 3781.8764 | 4075.4894 | 4499.382 | 4843.1336
| Run of river (< 5 MW) | 0.5 | 21.99% | 2398.2901 | 2584.4858 | 2853.2988 | 3071.29
| Run of river (< 5 MW) | 0.7 | 55.46% | 4410.7669 | 4753.2051 | 5247.5871 | 5648.5013
| Run of river (< 5 MW) | 1 | 14.52% | 955.9928 | 1030.2131 | 1137.3658 | 1224.2602
| Run of river (< 5 MW) | 2.12 | 50.37% | 3216.0588 | 3465.7436 | 3826.2164 | 4118.5382
| Run of river (>= 5 MW) | 5 | 36.93% | 3051.6595 | 3288.5808 | 3630.6268 | 3908.0057
| Reservoir (< 5 MW) | 0.315 | 65.46% | 3966.1774 | 4274.0991 | 4718.6491 | 5079.1526
| Reservoir (>= 5 MW) | 15 | 37.86% | 3107.8009 | 3349.0808 | 3697.4195 | 3979.9013
Japan | Reservoir (>= 5 MW) | 11.952 | 45% | 5819.1612 | 6270.9427 | 6923.1849 | 7452.1143
Norway | Reservoir (>= 5 MW) | 30 | 52% | 1899.4159 | 2046.8806 | 2259.7772 | 2432.4235
| Run of river (< 5 MW) | 3 | 47% | 1964.0947 | 2116.5809 | 2336.7269 | 2515.2522
United States | Run of river (< 5 MW)* | 4.8 | 61.73% | 6383.3853 | 6878.9714 | 7594.4548 | 8174.6691
| Run of river (>= 5 MW)* | 82.2 | 63.66% | 5810.1031 | 6261.1813 | 6912.4083 | 7440.5143
| Run of river (< 5 MW)* | 4.2 | 59.72% | 4275.091 | 4606.9957 | 5086.1704 | 5474.7524
| Run of river (>= 5 MW)*,** | 44.7 | 59.78% | 4030.6617 | 4343.5897 | 4795.3675 | 5161.7322
| Run of river (< 5 MW) | 3.7 | 65.64% | 7484.3039 | 8065.3618 | 8904.242 | 9584.5237
| Run of river (>= 5 MW) | 44.1 | 66.19% | 6681.424 | 7200.1489 | 7949.038 | 8556.3424
| Run of river (< 5 MW) | 4.3 | 62.35% | 6544.0703 | 7052.1315 | 7785.6253 | 8380.4449
| Run of river (>= 5 MW)** | 94 | 66.46% | 5891.1502 | 6348.5207 | 7008.8319 | 7544.3047
Non-OECD countries
Brazil | Run of river (>= 5 MW) | 247.5 | 50% | 2326.3293 | 2506.9382 | 2767.6854 | 2979.1358
India | Reservoir (>= 5 MW) | 175 | 60% | 2448.9077 | 2639.0333 | 2913.5198 | 3136.1119
* These are projects for powering non-powered dams (NPD). They are thus brownfield projects, for which part of the investment costs have already been amortised.
** Indicated as reference datasets by the providing country
Table 3.7.b: Other renewable generating technologies - Biomass
Country | Technology | Net capacity (MWe) | Capacity factor (%) | Overnight costs (USD/kWe) | Investment costs (USD/kWe)
[5 empty] | 3% | 7% | 10%
Italy | Biomass | 0.45 | 89.45% | 4605.186 | 4888.3101 | 5287.5741 | 5603.9608
| Biomass | 0.415 | 88.59% | 6545.4608 | 6947.8719 | 7515.3553 | 7965.0434
Non-OECD countries
Brazil | Biomass | 25 | 30% | 1094.7432 | 1162.0474 | 1256.9602 | 1332.1716
India | Biomass | 30 | 85% | 833.3596 | 884.5941 | 956.8454 | 1014.0991
Table 3.7.c: Other renewable generating technologies - Geothermal
Country | Technology | Net capacity (MWe) | Capacity factor (%) | Overnight costs (USD/kWe) | Investment costs (USD/kWe)
[5 empty] | 3% | 7% | 10%
Italy | Geothermal | 39.6 | 75.79% | 3850.8899 | 4149.8609 | 4581.4889 | 4931.5134
| Geothermal | 15 | 85.6% | 7132.1285 | 7685.8447 | 8485.2512 | 9133.5221
| Geothermal | 10 | 85.6% | 9799.4286 | 10560.2256 | 11658.5972 | 12549.3108
| Geothermal | 5 | 85.6% | 10959.1243 | 11809.9565 | 13038.3128 | 14034.4363
United States | Geothermal | 30 | 90% | 4119.75 | 4439.5945 | 4901.3578 | 5275.8202
| Geothermal | 25 | 80% | 5537.825 | 5967.7644 | 6588.473 | 7091.8305

## 3.8
Back to the table of content
Table 3.8: Combined heat and power (CHP) technologies
Country | Technology | Net capacity (MWe) | Capacity factor (%) | Overnight costs (USD/kWe) | Investment costs (USD/kWe)
[5 empty] | 3% | 7% | 10%
Denmark | Biomass | 176.9 | 45.66% | 4013.2863 | 4260.0209 | 4607.9678 | 4883.6898
| Biomass | 261.2 | 45.66% | 2714.8702 | 2881.7788 | 3117.1547 | 3303.6725
| Biomass | 258.2 | 57.08% | 2950.9458 | 3132.3683 | 3388.2116 | 3590.9483
| Biomass | 357.6 | 57.08% | 2537.8134 | 2693.8367 | 2913.862 | 3088.2156
| Coal (Ultra-supercritical) | 700 | 57.08% | 2240.3861 | 2378.1237 | 2572.3625 | 2726.2821
| Gas (CCGT) | 500 | 57.08% | 1023.9782 | 1070.7129 | 1135.0861 | 1184.933
| Gas (OCGT) | 125 | 45.66% | 684.0292 | 704.6271 | 732.3301 | 753.2867
Italy | Biomass | 0.415 | 88.59% | 6545.4608 | 6947.8719 | 7515.3553 | 7965.0434
Romania | Pulverised (Lignite) | 2900 | 50% | 1014.8119 | 1077.202 | 1165.1849 | 1234.9048
| Gas (OCGT) | 195 | 90% | 329.8139 | 339.7454 | 353.1028 | 363.2073
Slovak Republic | Gas (CCGT) | 5.8 | 70% | 1160.3119 | 1213.2689 | 1286.2129 | 1342.6964
| Gas (OCGT) | 35.9 | 98% | 1107.409 | 1140.7559 | 1185.6057 | 1219.5334

## 3.9
Back to the table of content
Table 3.9: Storage technologies
Country | Technology | Net capacity (MWe) | Storage capacity (h) | Capacity factor (%) | Overnight costs (USD/kWe) | Investment costs (USD/kWe)
[6 empty] | 3% | 7% | 10%
Australia | Pumped storage | 200 | na | 15% | 896.5849 | 909.9343 | 927.4346 | 940.3462
Canada | ACAES* | 250 | 4 | 15% | 1695 | 1772.3603 | 1878.9179 | 1961.4299
Denmark | Lithium-ion battery | 19.44 | 0.33 | 15% | 484.1125 | 491.3205 | 500.7699 | 507.7415
| Pumped storage | 1000 | na | 15% | 4426.4188 | 4492.3244 | 4578.7232 | 4642.4672
Finland | Lithium-ion battery | 1.14 | 5.26 | 15% | 1967.2972 | 1996.5886 | 2034.9881 | 2063.3187
Italy | Lithium-ion battery | 2 | 0.5 | 15% | 452.1429 | 458.8749 | 467.7002 | 474.2114
Non-OECD countries
India | Lithium-ion battery | 1 | 4 | 15% | 826.0495 | 838.3487 | 854.4722 | 866.368
| Pumped storage | 175 | na | 15% | 562.8833 | 571.2641 | 582.251 | 590.357
* Adiabatic Compressed Air Energy Storage

## 3.10
Back to the table of content
Table 3.10: Fuel cells
Country | Technology | Net capacity (MWe) | Storage capacity (h) | Capacity factor (%) | Overnight costs (USD/kWe) | Investment costs (USD/kWe)
[6 empty] | 3% | 7% | 10%
France | Fuel cell | 0.00265 | na | 85% | 6492.0808 | 6588.7424 | 6715.4606 | 6808.9518
| Fuel cell | 0.2025 | na | 85% | 5901.8917 | 5989.7659 | 6104.9642 | 6189.9562
| Fuel cell | 15.2 | na | 85% | 2360.7567 | 2395.9063 | 2441.9857 | 2475.9825
Norway | Fuel cell | 1 | na | 85% | 3529.0501 | 3581.5947 | 3650.4778 | 3701.299

## 3.11.a.b
Back to the table of content
Table 3.11.a: Levelised cost of electricity for combined-cycle gas turbine (CCGT) at 85% capacity factor
Country | Technology | Net capacity (MWe) | Electrical conversion efficiency (%) | Investment (USD/MWh) |  |  | Decommissioning (USD/MWh) |  |  | Fuel (USD/MWh) | Carbon (USD/MWh) | O&M (USD/MWh) | LCOE (USD/MWh) |  |  | Country
|  |  |  | 3% | 7% | 10% | 3% | 7% | 10% |  |  |  | 3% | 7% | 10%
Australia | CCGT | 506 | 47.52% | 6.7409 | 11.0745 | 15.0091 | 0.12894 | 0.061363 | 0.033825 | 56.0366 | 12.75 | 6.5872 | 82.2436 | 86.5097 | 90.4167 | Australia
| CCGT (CCUS) | 437 | 40.99% | 19.9536 | 32.7817 | 44.4284 | 0.38168 | 0.18164 | 0.10013 | 64.9636 | 1.4781 | 12.8679 | 99.6449 | 112.2729 | 123.8381
Belgium | CCGT | 500 | 59.5% | 5.4164 | 8.8986 | 12.06 | 0.10361 | 0.049306 | 0.027179 | 45.8775 | 10.1829 | 5.9966 | 67.5769 | 71.0048 | 74.1442 | Belgium
| CCGT | 500 | 64% | 7.1246 | 11.705 | 15.8636 | 0.13628 | 0.064857 | 0.035751 | 42.6518 | 9.4669 | 4.7994 | 64.179 | 68.688 | 72.8174
| CCGT | 500 | 58% | 6.8746 | 11.2943 | 15.307 | 0.1315 | 0.062581 | 0.034497 | 47.064 | 10.4462 | 6.6705 | 71.1869 | 75.5376 | 79.5222
Canada | CCGT | 471 | 56.9% | 7.4695 | 12.2716 | 16.6314 | 0.14288 | 0.067996 | 0.037481 | 19.1895 | 10.6482 | 6.9551 | 44.4052 | 49.1324 | 53.4617 | Canada
Italy | CCGT | 790 | 60% | 4.1664 | 6.845 | 9.277 | 0.079698 | 0.037928 | 0.020907 | 45.4952 | 10.098 | 6.9918 | 66.8312 | 69.468 | 71.8829 | Italy
Japan | CCGT | 1372 | 55.89% | 7.8283 | 12.8612 | 17.4305 | 0.14974 | 0.071263 | 0.039282 | 61.0456 | 10.8396 | 7.7016 | 87.5649 | 92.5193 | 97.0566 | Japan
Korea | CCGT | 491 | 56.1% | 7.8175 | 12.8433 | 17.4063 | 0.14954 | 0.071164 | 0.039228 | 60.8225 | 10.8 | 11.3576 | 90.9471 | 95.8946 | 100.4257 | Korea
| CCGT | 982 | 58.6% | 5.9187 | 9.7238 | 13.1785 | 0.11322 | 0.053879 | 0.0297 | 58.2277 | 10.3392 | 8.4127 | 83.0116 | 86.7573 | 90.1879
Mexico | CCGT | 503 | 50.5% | 4.7256 | 7.7636 | 10.5219 | 0.090393 | 0.043018 | 0.023713 | 21.6215 | 11.9976 | 5.2823 | 43.7174 | 46.7081 | 49.447 | Mexico
| CCGT | 785 | 59.7% | 4.711 | 7.7397 | 10.4894 | 0.090114 | 0.042885 | 0.02364 | 18.2895 | 10.1487 | 5.7268 | 38.9662 | 41.9477 | 44.6782
| CCGT | 835 | 57.8% | 3.292 | 5.4084 | 7.33 | 0.062971 | 0.029968 | 0.016519 | 18.8907 | 10.4824 | 5.5072 | 38.2353 | 40.3187 | 42.2268
Romania | CCGT | 750 | 58% | 1.791 | 2.9425 | 3.9879 | 0.10827 | 0.072401 | 0.054625 | 47.064 | 10.4462 | 46.268 | 105.6775 | 106.7931 | 107.8207 | Romania
United States | CCGT | 726.548 | 59.41% | 6.7204 | 11.0408 | 14.9634 | 0.12855 | 0.061177 | 0.033722 | 18.3788 | 10.1983 | 5.3034 | 40.7293 | 44.9824 | 48.8776 | United States
| CCGT (CCUS) | 645.738 | 47.66% | 17.0275 | 27.9745 | 37.9133 | 0.32571 | 0.155 | 0.085443 | 22.9102 | 5.0851 | 14.2173 | 59.5659 | 70.3421 | 80.2113
Non-OECD countries
Brazil | CCGT | 980 | 58% | 6.7623 | 11.1098 | 15.0569 | 0.12935 | 0.061559 | 0.033933 | 18.8256 | 10.4462 | 11.2111 | 47.3745 | 51.6542 | 55.5737 | Brazil
China | CCGT | 475 | 58% | 3.9533 | 6.4949 | 8.8024 | 0.056716 | 0.026991 | 0.014878 | 53.5353 | 10.4462 | 13.4918 | 81.4834 | 83.9952 | 86.2906 | China
Table 3.11.b: Levelised cost of electricity for open-cycle gas turbine (OCGT) at 30% capacity factor
Country | Technology | Net capacity (MWe) | Electrical conversion efficiency (%) | Investment (USD/MWh) |  |  | Decommissioning (USD/MWh) |  |  | Fuel (USD/MWh) | Carbon (USD/MWh) | O&M (USD/MWh) | LCOE (USD/MWh) |  |  | Country
|  |  |  | 3% | 7% | 10% | 3% | 7% | 10% |  |  |  | 3% | 7% | 10%
Autralia | OCGT | 537 | 30.64% | 13.162 | 21.1994 | 28.3101 | 0.25556 | 0.12162 | 0.067042 | 86.9079 | 19.7742 | 9.0883 | 129.1879 | 137.0914 | 144.1475 | Autralia
Belgium | OCGT | 350 | 40% | 10.4667 | 16.8582 | 22.5127 | 0.20323 | 0.096716 | 0.053313 | 68.2428 | 15.147 | 7.5006 | 101.5603 | 107.8453 | 113.4565 | Belgium
| OCGT | 500 | 41% | 13.2113 | 21.2788 | 28.4161 | 0.25652 | 0.12208 | 0.067293 | 66.5784 | 14.7776 | 9.8324 | 104.6561 | 112.5891 | 119.6716
| OCGT | 500 | 38% | 11.6296 | 18.7313 | 25.0141 | 0.22581 | 0.10746 | 0.059237 | 71.8346 | 15.9442 | 7.9915 | 107.6258 | 114.6091 | 120.8437
Canada | OCGT | 100 | 41.3% | 22.4764 | 36.2016 | 48.3444 | 0.43642 | 0.20769 | 0.11449 | 26.4379 | 14.6702 | 8.7007 | 72.7216 | 86.2182 | 98.2677 | Canada
| OCGT | 243 | 40% | 10.2041 | 16.4353 | 21.948 | 0.19813 | 0.09429 | 0.051975 | 27.2971 | 15.147 | 18.527 | 71.3733 | 77.5006 | 82.971
Italy | OCGT | 130 | 36.9% | 6.3963 | 10.3022 | 13.7578 | 0.1242 | 0.059104 | 0.03258 | 73.976 | 16.4195 | 11.1104 | 108.0263 | 111.8672 | 115.2962 | Italy
Non-OECD countries
Brazil | OCGT | 980 | 44% | 14.561 | 23.4527 | 31.3192 | 0.28273 | 0.13455 | 0.074168 | 24.8156 | 13.77 | 16.712 | 70.1413 | 78.8848 | 86.6909 | Brazil

## 3.12
Back to the table of content
Table 3.12: Levelised cost of electricity for coal plants at 85% capacity factor
Country | Technology | Net capacity (MWe) | Electrical conversion efficiency (%) | Investment (USD/MWh) |  |  | Decommissioning (USD/MWh) |  |  | Fuel (USD/MWh) | Carbon (USD/MWh) | O&M (USD/MWh) | LCOE (USD/MWh) |  |  | Country
|  |  |  | 3% | 7% | 10% | 3% | 7% | 10% |  |  |  | 3% | 7% | 10%
Australia | Supercritical pulverised | 722 | 40.11% | 14.788 | 27.2105 | 38.7757 | 0.20734 | 0.073996 | 0.032039 | 29.6548 | 25.472 | 8.6908 | 78.8128 | 91.102 | 102.6253 | Australia
| Supercritical pulverised (CCUS) | 633 | 30.05% | 27.283 | 50.202 | 71.5392 | 0.38254 | 0.13652 | 0.05911 | 39.5824 | 3.3999 | 19.3352 | 89.9831 | 112.6561 | 133.9159
| Supercritical pulverised (lignite) | 709 | 31.75% | 22.8244 | 41.9979 | 59.8482 | 0.32002 | 0.11421 | 0.04945 | 5.1339 | 34.3559 | 11.2616 | 73.8957 | 92.8634 | 110.6489
| Supercritical pulverised (lignite, CCUS) | 570 | 20.65% | 41.8758 | 77.0532 | 109.803 | 0.58714 | 0.20954 | 0.090725 | 7.8935 | 5.2823 | 25.5555 | 81.1942 | 115.9941 | 148.6251
Japan | Ultra-supercritical | 748.8 | 41.4% | 14.6989 | 27.0466 | 38.5421 | 0.20609 | 0.073551 | 0.031846 | 28.7305 | 24.6781 | 19.308 | 87.6215 | 99.8367 | 111.2905 | Japan
Korea | Ultra-supercritical | 954 | 43.3% | 6.9927 | 12.8669 | 18.3357 | 0.098045 | 0.03499 | 0.01515 | 27.47 | 23.5954 | 11.623 | 69.7792 | 75.5903 | 81.0393 | Korea
United States | Pulverised | 137.7 | 36.2% | 26.6289 | 48.9983 | 69.8239 | 0.37336 | 0.13325 | 0.057692 | 20.1897 | 28.2232 | 30.4701 | 105.8853 | 128.0146 | 148.7647 | United States
| Pulverised | 140.1 | 35.9% | 20.947 | 38.5434 | 54.9254 | 0.2937 | 0.10482 | 0.045382 | 20.3585 | 28.4591 | 22.2488 | 92.307 | 109.7145 | 126.0371
| Pulverised | 649.96 | 40.1% | 15.058 | 27.7074 | 39.4838 | 0.21113 | 0.075348 | 0.032624 | 18.2261 | 25.4783 | 17.009 | 75.9826 | 88.4962 | 100.2299
| Pulverised (CCUS) | 649.67 | 31.1% | 27.9779 | 51.4806 | 73.3613 | 0.39228 | 0.14 | 0.060615 | 23.5006 | 13.1406 | 30.4528 | 95.4642 | 118.7146 | 140.516
| Supercritical pulverised | 649.93 | 41.75% | 15.6905 | 28.8712 | 41.1423 | 0.22 | 0.078513 | 0.033994 | 17.5058 | 24.4714 | 17.2001 | 75.0878 | 88.127 | 100.3535
| Supercritical pulverised (CCUS) | 649.6 | 32.66% | 28.2818 | 52.0397 | 74.158 | 0.39654 | 0.14152 | 0.061274 | 22.3815 | 12.5148 | 30.1516 | 93.7263 | 117.2292 | 139.2673
| Ultra-supercritical | 640.78 | 42.58% | 25.2616 | 46.4824 | 66.2387 | 0.35419 | 0.1264 | 0.05473 | 17.1636 | 23.993 | 29.5022 | 96.2745 | 117.2676 | 136.9522
| Other coal (CCUS) | 499.12 | 31.34% | 36.4066 | 66.9897 | 95.4621 | 0.51046 | 0.18217 | 0.078876 | 23.319 | 13.0391 | 42.9603 | 116.2354 | 146.4902 | 174.8594
Non-OECD countries
Brazil | Other coal (lignite) | 900 | 34% | 13.3052 | 24.4822 | 34.8878 | 0.18655 | 0.066577 | 0.028826 | 31.7647 | 32.0294 | 8.5977 | 85.8836 | 96.9406 | 107.3085 | Brazil
China | Ultra-supercritical | 346.75 | 45% | 4.8615 | 8.9454 | 12.7474 | 0.057939 | 0.020677 | 0.0089527 | 28.0246 | 22.704 | 14.9691 | 70.6171 | 74.6637 | 78.4541 | China
India | Ultra-supercritical | 400 | 45% | 6.9744 | 12.8332 | 18.2877 | 0.077339 | 0.027601 | 0.011951 | 26.4323 | 22.704 | 8.5343 | 64.7224 | 70.5314 | 75.9703 | India
| Ultra-supercritical | 400 | 45% | 6.7523 | 12.4245 | 17.7053 | 0.072521 | 0.025881 | 0.011206 | 26.4323 | 22.704 | 38.6522 | 94.6133 | 100.2389 | 105.505

## 3.13.a.b1.b2
Back to the table of content
Table 3.13.a: Levelised cost of electricity for nuclear plants at 85% capacity factor - New build
Country | Technology | Net capacity (MWe) | Electrical conversion efficiency (%) | Investment (USD/MWh) |  |  | Decommissioning (USD/MWh) |  |  | Fuel (USD/MWh) | O&M (USD/MWh) | LCOE (USD/MWh) |  |  | Country
|  |  |  | 3% | 7% | 10% | 3% | 7% | 10% |  |  | 3% | 7% | 10%
France | EPR | 1650 | 33% | 21.3182 | 47.463 | 73.29 | 0.36485 | 0.049767 | 0.010164 | 9.33 | 14.2579 | 45.2709 | 71.1006 | 96.888 | France
Japan | ALWR | 1152 | 33% | 21.0501 | 46.8661 | 72.3683 | 0.36026 | 0.049141 | 0.010036 | 13.9166 | 25.8364 | 61.1635 | 86.6684 | 112.1314 | Japan
Korea | ALWR | 1377 | 36.48% | 11.4581 | 25.5104 | 39.3919 | 0.1961 | 0.026749 | 0.0054629 | 9.33 | 18.4361 | 39.4203 | 53.3032 | 67.1634 | Korea
Russian Federation | VVER | 1122.36 | 38% | 12.0625 | 26.8561 | 41.4698 | 0.20644 | 0.02816 | 0.0057511 | 4.9886 | 10.1481 | 27.4058 | 42.021 | 56.6123 | Russian Federation
Slovak Republic | Other nuclear | 1004 | 32.4% | 36.7586 | 81.8396 | 126.3725 | 1.8038 | 0.9589 | 0.64178 | 9.33 | 9.7151 | 57.6075 | 101.8436 | 146.0594 | Slovak Republic
United States | LWR | 1100 | 33% | 22.5756 | 50.2625 | 77.6128 | 0.38637 | 0.052702 | 0.010763 | 9.33 | 11.6039 | 43.8959 | 71.2491 | 98.5575 | United States
Non-OECD countries
China | LWR | 950 | 33% | 13.2798 | 29.5662 | 45.6546 | 0.22424 | 0.030588 | 0.006247 | 10 | 26.4155 | 49.9195 | 66.0123 | 82.0764 | China
India | LWR | 950 | 33% | 14.7558 | 32.8523 | 50.7289 | 0.24587 | 0.033538 | 0.0068495 | 9.33 | 23.8428 | 48.1745 | 66.0587 | 83.9086 | India
Table 3.13.b1: Levelised cost of electricity for nuclear plants at 85% capacity factor - Long Term Operation (LTO), 10 years
Country | Technology | Net capacity (MWe) | Electrical conversion efficiency (%) | Investment (USD/MWh) |  |  | Decommissioning* (USD/MWh) |  |  | Fuel (USD/MWh) | O&M (USD/MWh) | LCOE (USD/MWh) |  |  | Country
|  |  |  | 3% | 7% | 10% | 3% | 7% | 10% |  |  | 3% | 7% | 10%
Switzerland | LTO | 1000 | 33% | 8.7891 | 10.8848 | 12.6223 | 0.71 | 0.4 | 0.265 | 9.33 | 12.9155 | 31.7447 | 33.5303 | 35.1328 | Switzerland
France | LTO | 1000 | 33% | 10.0516 | 12.4483 | 14.4353 | 0.81 | 0.46 | 0.3 | 9.33 | 12.9155 | 33.1071 | 35.1538 | 36.9808 | France
Sweden | LTO | 1000 | 33% | 7.0952 | 8.787 | 10.1896 | 0.57 | 0.32 | 0.21 | 9.33 | 12.9155 | 29.9108 | 31.3525 | 32.6451 | Sweden
United States | LTO | 1000 | 33% | 6.2483 | 7.7381 | 8.9733 | 0.51 | 0.28 | 0.19 | 9.33 | 18.6904 | 34.7787 | 36.0386 | 37.1837 | United States
Table 3.13.b2: Levelised cost of electricity for nuclear plants at 85% capacity factor - Long Term Operation (LTO), 20 years
Country | Technology | Net capacity (MWe) | Electrical conversion efficiency (%) | Investment (USD/MWh) |  |  | Decommissioning* (USD/MWh) |  |  | Fuel (USD/MWh) | O&M (USD/MWh) | LCOE (USD/MWh) |  |  | Country
|  |  |  | 3% | 7% | 10% | 3% | 7% | 10% |  |  | 3% | 7% | 10%
Switzerland | LTO | 1000 | 33% | 5.0394 | 7.2164 | 9.11 | 0.289 | 0.129 | 0.07 | 9.33 | 12.9155 | 27.5739 | 29.5909 | 31.4255 | Switzerland
France | LTO | 1000 | 33% | 5.7632 | 8.2529 | 10.4185 | 0.34 | 0.15 | 0.08 | 9.33 | 12.9155 | 28.3487 | 30.6484 | 32.744 | France
Sweden | LTO | 1000 | 33% | 4.0681 | 5.8256 | 7.3542 | 0.23 | 0.1 | 0.057 | 9.33 | 12.9155 | 26.5437 | 28.1711 | 29.6568 | Sweden
United States | LTO | 1000 | 33% | 3.5825 | 5.1302 | 6.4764 | 0.21 | 0.09 | 0.05 | 9.33 | 18.6904 | 31.813 | 33.2406 | 34.5468 | United States
* Conservatively, decommissioning costs are calculated on the basis of 15% LTO overnight costs. assuming that decommissioning starts 5 years after shutdown and lasts for 10 years as for new build. However. depending on the individual project. some of the incremental decommissioning costs due to LTO have already been included in the LTO overnight costs or are very small. In these cases. incremental decommissioning costs due to LTO will be closer to zero. Provisions for final decommissioning costs have already been accounted for in the cost of electricity produced during the original design lifetime of the plant.

## 3.14
Back to the table of content
Table 3.14: Levelised cost of electricity for solar generators
Country | Technology | Net capacity* (MWe) | Capacity factor (%) | Annual efficiency loss (%) | Investment (USD/MWh) |  |  | Decommissioning (USD/MWh) |  |  | O&M (USD/MWh) |  |  | LCOE (USD/MWh) |  |  | Country
[5 empty] | 3% | 7% | 10% | 3% | 7% | 10% | 3% | 7% | 10% | 3% | 7% | 10%
Austria | Solar PV (residential) | 0.02 | 11.4% | 0.5% | 43.5396 | 64.4661 | 82.2819 | 0.99475 | 0.53688 | 0.3295 | 43.5725 | 43.1759 | 42.9239 | 88.1068 | 108.1788 | 125.5354 | Austria
Australia | Solar PV (utility scale) | 100 | 28% | 0.5% | 21.7505 | 32.2044 | 41.1045 | 0.49693 | 0.2682 | 0.16461 | 4.6328 | 4.5907 | 4.5639 | 26.8802 | 37.0633 | 45.8329 | Australia
| Solar thermal (CSP) | 150 | 47% | 0% | 73.0653 | 109.1764 | 140.1664 | 1.6693 | 0.90924 | 0.56131 | 19.4597 | 19.4597 | 19.4597 | 94.1943 | 129.5453 | 160.1874
Belgium** | Solar PV (residential) | 0.01 | 13.2% | 0.5% | 96.3213 | 142.6163 | 182.0299 | 2.2007 | 1.1877 | 0.72895 | 15.4824 | 15.3415 | 15.2519 | 114.0043 | 159.1455 | 198.0108 | Belgium*
| Solar PV (residential) | 0.01 | 12.36% | 0.5% | 75.1723 | 111.3025 | 142.0621 | 1.7175 | 0.92694 | 0.5689 | 13.7788 | 13.6534 | 13.5737 | 90.6686 | 125.8829 | 156.2048
| Solar PV (residential) | 0.01 | 12.78% | 0.5% | 54.4882 | 80.6769 | 102.9728 | 1.2449 | 0.67189 | 0.41236 | 21.3216 | 21.1275 | 21.0042 | 77.0546 | 102.4763 | 124.3894
| Solar PV (utility scale) | 1 | 13.2% | 0.5% | 51.8653 | 76.7934 | 98.0161 | 1.185 | 0.63955 | 0.39251 | 12.902 | 12.7845 | 12.7099 | 65.9523 | 90.2175 | 111.1185
Canada | Solar PV (utility scale) | 20 | 25% | 0.5% | 37.408 | 55.3875 | 70.6944 | 0.85466 | 0.46128 | 0.2831 | 6.6809 | 6.6201 | 6.5815 | 44.9436 | 62.4689 | 77.559 | Canada
| Solar PV (utility scale) | 20 | 19% | 0.5% | 45.9397 | 68.0197 | 86.8177 | 1.0496 | 0.56648 | 0.34767 | 19.5349 | 19.3571 | 19.2441 | 66.5242 | 87.9433 | 106.4095
Denmark | Solar PV (residential) | 0.006 | 12.1% | 0.5% | 67.1295 | 99.394 | 126.8626 | 1.5337 | 0.82777 | 0.50803 | 14.2264 | 14.0969 | 14.0146 | 82.8896 | 114.3187 | 141.3853 | Denmark
| Solar PV (commercial) | 0.1 | 13.1% | 0.5% | 44.6466 | 66.1051 | 84.374 | 1.02 | 0.55053 | 0.33788 | 11.2006 | 11.0987 | 11.0339 | 56.8673 | 77.7544 | 95.7458
| Solar PV (utility scale) | 8 | 16.14% | 0.5% | 22.8681 | 33.8592 | 43.2166 | 0.52247 | 0.28198 | 0.17306 | 7.036 | 6.972 | 6.9313 | 30.4266 | 41.1132 | 50.321
| Solar PV (utility scale) | 8 | 17.91% | 0.5% | 24.024 | 35.5707 | 45.401 | 0.54888 | 0.29624 | 0.18181 | 7.765 | 7.6943 | 7.6494 | 32.3378 | 43.5612 | 53.2322
France | Solar PV (residential) | 0.01 | 17.64% | 0.5% | 66.5328 | 98.5105 | 125.7349 | 1.5201 | 0.82041 | 0.50352 | 24.5376 | 24.3142 | 24.1724 | 92.5904 | 123.6452 | 150.4108 | France
| Solar PV (commercial) | 0.5 | 17.64% | 0.5% | 33.2664 | 49.2553 | 62.8675 | 0.76004 | 0.4102 | 0.25176 | 24.5376 | 24.3142 | 24.1724 | 58.564 | 73.9797 | 87.2916
| Solar PV (utility scale) | 25 | 24% | 0.5% | 20.3757 | 30.1688 | 38.5063 | 0.46552 | 0.25125 | 0.1542 | 3.548 | 3.5158 | 3.4952 | 24.3892 | 33.9358 | 42.1558
Hungary | Solar PV (residential) | 0.0041667 | 15% | 0.5% | 87.4944 | 129.5469 | 165.3486 | 10.3512 | 8.615 | 7.3765 | 3.5597 | 3.5273 | 3.5067 | 101.4053 | 141.6892 | 176.2318 | Hungary
| Solar PV (commercial) | 0.05 | 13.5% | 0.5% | 66.3249 | 98.2027 | 125.3421 | 6.4648 | 5.2837 | 4.4808 | 2.1174 | 2.0981 | 2.0858 | 74.9071 | 105.5845 | 131.9088
| Solar PV (commercial) | 0.5 | 13.5% | 0.5% | 54.9679 | 81.3872 | 103.8794 | 3.3285 | 2.5479 | 2.0821 | 20.5303 | 20.3434 | 20.2247 | 78.8266 | 104.2785 | 126.1862
| Solar PV (utility scale) | 20 | 13.5% | 0.5% | 49.2894 | 72.9794 | 93.1481 | 2.6728 | 2.0034 | 1.6164 | 11.1669 | 11.0653 | 11.0007 | 63.1292 | 86.0481 | 105.7652
Italy** | Solar PV (residential) | 0.0041667 | 19.57% | 0.5% | 65.1404 | 96.4489 | 123.1036 | 10.2574 | 13.3017 | 16.0105 | 166.3357 | 164.8218 | 163.8599 | 241.7335 | 274.5725 | 302.9741 | Italy*
| Solar PV (residential) | 0.005 | 17.16% | 0.5% | 55.057 | 81.5192 | 104.0478 | 1.2579 | 0.6789 | 0.41667 | 58.0589 | 57.5305 | 57.1947 | 114.3738 | 139.7285 | 161.6592
| Solar PV (commercial) | 0.083333 | 19.57% | 0.5% | 46.073 | 68.2171 | 87.0696 | 9.2632 | 12.2705 | 14.8777 | 21.2825 | 21.0888 | 20.9658 | 76.6187 | 101.5764 | 122.9131
| Solar PV (commercial) | 0.20833 | 17.16% | 0.5% | 36.4767 | 54.0086 | 68.9344 | 0.83339 | 0.44979 | 0.27605 | 16.6733 | 16.5216 | 16.4252 | 53.9834 | 70.9799 | 85.6356
| Solar PV (commercial) | 0.41667 | 19.57% | 0.5% | 42.7072 | 63.2336 | 80.7088 | 9.1863 | 12.229 | 14.8522 | 18.4429 | 18.275 | 18.1684 | 70.3363 | 93.7375 | 113.7294
| Solar PV (utility scale) | 0.83333 | 19.62% | 0.5% | 29.1116 | 43.1036 | 55.0158 | 0.66512 | 0.35897 | 0.22031 | 14.7564 | 14.6221 | 14.5368 | 44.5332 | 58.0847 | 69.7728
| Solar PV (utility scale) | 0.83333 | 26.53% | 0.5% | 21.7659 | 32.2273 | 41.1337 | 2.5086 | 3.135 | 3.7238 | 27.8457 | 27.5923 | 27.4313 | 52.1202 | 62.9547 | 72.2888
Japan | Solar PV (residential) | 0.004 | 12% | 0.5% | 134.2257 | 198.7387 | 253.6623 | 3.0667 | 1.6551 | 1.0158 | 23.1161 | 22.9057 | 22.772 | 160.4084 | 223.2995 | 277.4501 | Japan
| Solar PV (utility scale) | 2 | 14% | 0.5% | 98.9418 | 146.4963 | 186.9821 | 2.2605 | 1.22 | 0.74878 | 24.5586 | 24.3351 | 24.1931 | 125.7609 | 172.0515 | 211.924
Korea | Solar PV (commercial) | 0.099 | 15% | 0.5% | 57.084 | 84.5203 | 107.8784 | 1.3042 | 0.7039 | 0.43201 | 13.024 | 12.9055 | 12.8302 | 71.4122 | 98.1297 | 121.1405 | Korea
| Solar PV (utility scale) | 2.97 | 15% | 0.5% | 56.4255 | 83.5454 | 106.634 | 1.2892 | 0.69578 | 0.42702 | 12.4365 | 12.3233 | 12.2514 | 70.1511 | 96.5645 | 119.3124
Netherlands | Solar PV (floating) | 8 | 14.13% | 0.5% | 42.046 | 62.2546 | 79.4593 | 1.9429 | 1.4048 | 1.1079 | 22.9218 | 22.7336 | 22.6141 | 66.9108 | 86.393 | 103.1812 | Netherlands
| Solar PV (residential) | 0.2 | 13.75% | 0.5% | 42.4777 | 62.8938 | 80.2752 | 1.9796 | 1.4343 | 1.1327 | 25.3816 | 25.1679 | 25.0321 | 69.8389 | 89.496 | 106.4399
| Solar PV (utility scale) | 8 | 14.13% | 0.5% | 39.4675 | 58.4368 | 74.5864 | 1.884 | 1.373 | 1.0883 | 20.3283 | 20.1637 | 20.0591 | 61.6798 | 79.9735 | 95.7339
Norway | Solar PV (commercial) | 0.3 | 10.27% | 0.5% | 66.1116 | 97.887 | 124.9391 | 1.5105 | 0.81522 | 0.50033 | 42.13 | 41.7466 | 41.503 | 109.7521 | 140.4488 | 166.9424 | Norway
United States | Solar PV (residential) | 0.005 | 13.5% | 0.5% | 96.3698 | 142.6882 | 182.1215 | 1.0567 | 0.57034 | 0.35004 | 12.5858 | 12.4712 | 12.3984 | 110.0123 | 155.7297 | 194.87 | United States
| Solar PV (residential) | 0.005 | 15.59% | 0.5% | 83.4678 | 123.585 | 157.739 | 0.89503 | 0.48306 | 0.29647 | 10.9008 | 10.8016 | 10.7385 | 95.2636 | 134.8696 | 168.774
| Solar PV (residential)*** | 0.005 | 16.68% | 0.5% | 77.9932 | 115.4791 | 147.393 | 0.81741 | 0.44117 | 0.27076 | 10.1858 | 10.0931 | 10.0342 | 88.9964 | 126.0134 | 157.6979
| Solar PV (residential) | 0.005 | 19% | 0.5% | 94.3793 | 139.7409 | 178.3597 | 1.2926 | 0.69765 | 0.42818 | 12.3258 | 12.2136 | 12.1423 | 107.9977 | 152.6522 | 190.9303
| Solar PV (residential) | 0.005 | 20.75% | 0.5% | 86.3996 | 127.926 | 163.2797 | 1.1681 | 0.63046 | 0.38694 | 11.2837 | 11.181 | 11.1157 | 98.8515 | 139.7375 | 174.7824
| Solar PV (commercial) | 0.3 | 13.03% | 0.5% | 71.8913 | 106.4445 | 135.8615 | 0.5771 | 0.31147 | 0.19116 | 9.1944 | 9.1107 | 9.0575 | 81.6628 | 115.8666 | 145.1102
| Solar PV (commercial) | 0.3 | 15.1% | 0.5% | 62.0177 | 91.8254 | 117.2023 | 0.47695 | 0.25742 | 0.15799 | 7.9316 | 7.8595 | 7.8136 | 70.4263 | 99.9422 | 125.1738
| Solar PV (commercial)*** | 0.3 | 16.11% | 0.5% | 58.1432 | 86.0887 | 109.8802 | 0.42757 | 0.23077 | 0.14163 | 7.4361 | 7.3684 | 7.3254 | 66.0069 | 93.6879 | 117.3473
| Solar PV (commercial) | 0.3 | 18.83% | 0.5% | 49.7553 | 73.6692 | 94.0285 | 0.34913 | 0.18843 | 0.11565 | 6.3634 | 6.3054 | 6.2686 | 56.4678 | 80.1631 | 100.4128
| Solar PV (commercial) | 0.3 | 20.38% | 0.5% | 45.9728 | 68.0688 | 86.8803 | 0.30711 | 0.16575 | 0.10173 | 5.8796 | 5.8261 | 5.7921 | 52.1595 | 74.0606 | 92.7741
| Solar PV (utility scale) | 100 | 22.88% | 0.5% | 32.3371 | 47.8793 | 61.1113 | 0.20108 | 0.10853 | 0.066607 | 6.7378 | 6.6765 | 6.6376 | 39.276 | 54.6644 | 67.8155
| Solar PV (utility scale) | 100 | 26.37% | 0.5% | 28.0626 | 41.5503 | 53.0332 | 0.16254 | 0.087723 | 0.053839 | 5.8472 | 5.794 | 5.7602 | 34.0723 | 47.432 | 58.8472
| Solar PV (utility scale)*** | 100 | 28.42% | 0.5% | 26.0348 | 38.548 | 49.2011 | 0.13969 | 0.075394 | 0.046272 | 5.4247 | 5.3753 | 5.3439 | 31.5992 | 43.9987 | 54.5913
| Solar PV (utility scale) | 100 | 33.04% | 0.5% | 22.3957 | 33.1598 | 42.3239 | 0.11062 | 0.059701 | 0.036641 | 4.6664 | 4.624 | 4.597 | 27.1728 | 37.8435 | 46.9575
| Solar PV (utility scale) | 100 | 36.36% | 0.5% | 20.3522 | 30.1341 | 38.4619 | 0.091845 | 0.04957 | 0.030423 | 4.2406 | 4.202 | 4.1775 | 24.6846 | 34.3857 | 42.6699
| Solar thermal (CSP) | 100 | 50.4% | 0% | 84.2198 | 125.8439 | 161.5651 | 1.6032 | 0.87323 | 0.53908 | 15.314 | 15.314 | 15.314 | 101.1371 | 142.0312 | 177.4182
| Solar thermal (CSP) | 100 | 61.2% | 0% | 69.3575 | 103.6362 | 133.0536 | 1.3154 | 0.71647 | 0.4423 | 12.6116 | 12.6116 | 12.6116 | 83.2845 | 116.9642 | 146.1074
| Solar thermal (CSP)*** | 100 | 63.8% | 0% | 66.531 | 99.4128 | 127.6313 | 1.2571 | 0.68471 | 0.4227 | 12.0976 | 12.0976 | 12.0976 | 79.8857 | 112.1951 | 140.1516
Non-OECD countries
Brazil | Solar PV (utility scale) | 25 | 31.25% | 0.5% | 26.4564 | 39.1722 | 49.9978 | 0.60445 | 0.32623 | 0.20022 | 6.5813 | 6.5214 | 6.4833 | 33.6421 | 46.0198 | 56.6814 | Brazil
China | Solar PV (utility scale) | 20 | 17.61% | 0.5% | 28.6394 | 42.4044 | 54.1233 | 0.47516 | 0.25645 | 0.15739 | 8.02 | 8.02 | 8.02 | 37.1346 | 50.6808 | 62.3007 | China
India | Solar PV (utility scale) | 35 | 20.31% | 0.5% | 21.3731 | 31.6456 | 40.3912 | 0.28636 | 0.15455 | 0.094855 | 3.7217 | 3.6878 | 3.6663 | 25.3811 | 35.488 | 44.1524 | India
* All values for AC capacity. If no specific value was available, a generic sizing factor of 1.2 was used to convert peak DC capacity into peak AC capacity.
** A generic sizing factor of 1.2 was used to convert peak DC capacity into peak AC capacity.
*** Indicated as reference datasets by the providing country.

## 3.15.a.b
Back to the table of content
Table 3.15.a: Levelised cost of electricity for wind generators - Onshore
Country | Technology | Net capacity (MWe) | Capacity factor (%) | Investment (USD/MWh) |  |  | Decommissioning (USD/MWh) |  |  | O&M (USD/MWh) | LCOE (USD/MWh) |  |  | Country
|  |  |  | 3% | 7% | 10% | 3% | 7% | 10% |  | 3% | 7% | 10%
Austria | Onshore wind (>= 1 MW) | 3 | 27.3% | 35.0061 | 52.3073 | 67.1548 | 0.79979 | 0.43562 | 0.26893 | 23.6076 | 59.4135 | 76.3504 | 91.0313 | Austria
Australia | Onshore wind (>= 1 MW) | 100 | 42% | 22.3576 | 33.4074 | 42.8901 | 0.51081 | 0.27822 | 0.17176 | 9.3097 | 32.178 | 42.9952 | 52.3715 | Australia
Belgium | Onshore wind (>= 1 MW) | 5 | 30% | 32.2425 | 48.1777 | 61.8531 | 0.73665 | 0.40123 | 0.2477 | 19.964 | 52.9432 | 68.543 | 82.0648 | Belgium
| Onshore wind (>= 1 MW) | 30 | 27.5% | 33.7667 | 50.4552 | 64.7771 | 0.77147 | 0.4202 | 0.2594 | 13.2296 | 47.7678 | 64.1051 | 78.2661
| Onshore wind (>= 1 MW) | 4.5 | 25% | 40.2386 | 60.1258 | 77.1927 | 0.91934 | 0.50074 | 0.30912 | 17.7057 | 58.8636 | 78.3322 | 95.2075
| Onshore wind (>= 1 MW) | 30 | 27.5% | 31.6 | 47.2177 | 60.6206 | 0.72197 | 0.39324 | 0.24276 | 10.2897 | 42.6117 | 57.9006 | 71.153
Canada | Onshore wind (>= 1 MW) | 200 | 40% | 22.3118 | 33.339 | 42.8023 | 0.50976 | 0.27765 | 0.17141 | 13.2149 | 36.0365 | 46.8315 | 56.1886 | Canada
Denmark | Onshore wind (>= 1 MW) | 4.48 | 39.61% | 15.1847 | 22.6895 | 29.13 | 0.34693 | 0.18896 | 0.11665 | 6.3042 | 21.8359 | 29.1827 | 35.5509 | Denmark
Finland | Onshore wind (>= 1 MW) | 30 | 39.95% | 25.1779 | 37.6216 | 48.3006 | 0.57524 | 0.31332 | 0.19342 | 6.9417 | 32.6949 | 44.8766 | 55.4357 | Finland
France | Onshore wind (>= 1 MW) | 50 | 38% | 25.4546 | 38.0351 | 48.8314 | 0.58156 | 0.31676 | 0.19555 | 17.7298 | 43.7659 | 56.0816 | 66.7567 | France
Italy | Onshore wind (< 1 MW) | 0.014 | 17.26% | 201.9345 | 301.7369 | 387.3857 | 4.6136 | 2.5129 | 1.5513 | 591.7455 | 798.2937 | 895.9953 | 980.6825 | Italy
| Onshore wind (< 1 MW) | 0.19 | 17.89% | 104.5129 | 156.1664 | 200.4947 | 2.3878 | 1.3006 | 0.8029 | 27.5548 | 134.4555 | 185.0218 | 228.8524
| Onshore wind (< 1 MW) | 0.02 | 32.14% | 112.9791 | 168.817 | 216.7361 | 2.5812 | 1.4059 | 0.86794 | 41.8729 | 157.4333 | 212.0958 | 259.477
| Onshore wind (< 1 MW) | 0.059 | 20.15% | 132.5705 | 198.091 | 254.3197 | 3.0289 | 1.6497 | 1.0184 | 41.4569 | 177.0563 | 241.1976 | 296.7951
| Onshore wind (< 1 MW) | 0.06 | 33.43% | 90.5227 | 135.2618 | 173.6563 | 2.0682 | 1.1265 | 0.69542 | 39.2807 | 131.8716 | 175.669 | 213.6324
| Onshore wind (< 1 MW) | 0.1 | 30.79% | 70.7572 | 105.7277 | 135.7387 | 1.6166 | 0.88052 | 0.54358 | 29.2859 | 101.6597 | 135.894 | 165.5682
| Onshore wind (< 1 MW) | 0.5 | 33.43% | 52.1369 | 77.9046 | 100.018 | 1.1912 | 0.6488 | 0.40053 | 20.3805 | 73.7086 | 98.9339 | 120.799
| Onshore wind (< 1 MW) | 0.8 | 31.67% | 36.8952 | 55.1299 | 70.7787 | 0.84295 | 0.45913 | 0.28344 | 19.6877 | 57.4259 | 75.2768 | 90.7499
| Onshore wind (< 1 MW) | 0.832 | 29.53% | 50.3553 | 75.2424 | 96.6002 | 1.1505 | 0.62663 | 0.38684 | 12.9108 | 64.4166 | 88.7799 | 109.8979
| Onshore wind (< 1 MW) | 0.9 | 48.09% | 37.1693 | 55.5395 | 71.3046 | 0.84921 | 0.46254 | 0.28554 | 15.366 | 53.3846 | 71.3681 | 86.9562
| Onshore wind (< 1 MW) | 0.9 | 43.4% | 42.0791 | 62.8759 | 80.7234 | 0.96139 | 0.52364 | 0.32326 | 15.6083 | 58.6488 | 79.0079 | 96.655
| Onshore wind (>= 1 MW) | 1 | 38.83% | 51.0233 | 76.2406 | 97.8816 | 1.1657 | 0.63494 | 0.39197 | 14.5606 | 66.7496 | 91.4361 | 112.8342
| Onshore wind (>= 1 MW) | 10 | 37.18% | 25.1947 | 37.6467 | 48.3328 | 0.57563 | 0.31353 | 0.19355 | 14.9056 | 40.6759 | 52.8658 | 63.4319
| Onshore wind (>= 1 MW) | 20 | 29.86% | 32.909 | 49.1736 | 63.1316 | 0.75187 | 0.40952 | 0.25282 | 9.9389 | 43.5997 | 59.522 | 73.3233
Japan | Onshore wind (>= 1 MW) | 20 | 20% | 74.7951 | 111.7611 | 143.4848 | 1.7089 | 0.93076 | 0.5746 | 27.4772 | 103.9811 | 140.1691 | 171.5366 | Japan
Korea | Onshore wind (>= 1 MW) | 14.85 | 23% | 56.4844 | 84.4008 | 108.3582 | 1.2905 | 0.7029 | 0.43393 | 28.2246 | 85.9995 | 113.3283 | 137.0167 | Korea
Netherlands | Onshore wind (>= 1 MW) | 50 | 48.17% | 17.0149 | 25.4242 | 32.641 | 0.84982 | 0.5097 | 0.33892 | 15.2347 | 33.0995 | 41.1686 | 48.2146 | Netherlands
Norway | Onshore wind (>= 1 MW) | 130 | 44% | 13.8853 | 20.7478 | 26.6371 | 0.31724 | 0.17279 | 0.10667 | 9.8371 | 24.0396 | 30.7576 | 36.5808 | Norway
Russian Federation | Onshore wind (>= 1 MW) | 60 | 27% | 38.8067 | 57.9862 | 74.4457 | 0.88662 | 0.48292 | 0.29812 | 13.8233 | 53.5166 | 72.2924 | 88.5672 | Russian Federation
| Onshore wind (>= 1 MW) | 280 | 27% | 35.7397 | 53.4034 | 68.5621 | 0.81655 | 0.44475 | 0.27456 | 13.5046 | 50.0608 | 67.3527 | 82.3412
Sweden | Onshore wind (>= 1 MW) | 5 | 42% | 17.1346 | 25.603 | 32.8705 | 0.39148 | 0.21323 | 0.13163 | 27.1487 | 44.6748 | 52.965 | 60.1509 | Sweden
United States | Onshore wind (>= 1 MW) | 100 | 53.35% | 17.5726 | 26.2576 | 33.7108 | 0.23864 | 0.12998 | 0.080241 | 8.7144 | 26.5256 | 35.1019 | 42.5054 | United States
| Onshore wind (>= 1 MW) | 100 | 48.55% | 18.0714 | 27.0029 | 34.6677 | 0.22779 | 0.12407 | 0.076593 | 9.5747 | 27.8739 | 36.7016 | 44.319
| Onshore wind (>= 1 MW) | 100 | 46.86% | 18.5122 | 27.6615 | 35.5133 | 0.22476 | 0.12242 | 0.075576 | 9.9213 | 28.6583 | 37.7053 | 45.5102
| Onshore wind (>= 1 MW)* | 100 | 45.31% | 19.0876 | 28.5213 | 36.6172 | 0.22453 | 0.12229 | 0.075497 | 10.2603 | 29.5725 | 38.9039 | 46.953
| Onshore wind (>= 1 MW) | 100 | 43.47% | 20.2301 | 30.2285 | 38.8089 | 0.23481 | 0.12789 | 0.078953 | 10.6934 | 31.1584 | 41.0498 | 49.5813
| Onshore wind (>= 1 MW) | 100 | 40.92% | 24.4002 | 36.4595 | 46.8087 | 0.30855 | 0.16806 | 0.10375 | 11.3616 | 36.0703 | 47.9892 | 58.274
| Onshore wind (>= 1 MW) | 100 | 37.11% | 28.5244 | 42.622 | 54.7204 | 0.3692 | 0.20109 | 0.12414 | 12.526 | 41.4196 | 55.3491 | 67.3705
| Onshore wind (>= 1 MW) | 100 | 32.86% | 39.2548 | 58.6558 | 75.3054 | 0.56866 | 0.30973 | 0.19121 | 14.1479 | 53.9714 | 73.1135 | 89.6446
| Onshore wind (>= 1 MW) | 100 | 28.19% | 50.7003 | 75.758 | 97.2621 | 0.7652 | 0.41678 | 0.2573 | 16.4899 | 67.9554 | 92.6647 | 114.0093
| Onshore wind (>= 1 MW) | 100 | 17.83% | 85.655 | 127.9884 | 164.3182 | 1.3185 | 0.71815 | 0.44334 | 26.0743 | 113.0478 | 154.7808 | 190.8359
Non-OECD countries
Brazil | Onshore wind (>= 1 MW) | 30 | 47% | 18.3237 | 27.3799 | 35.1518 | 0.41864 | 0.22802 | 0.14077 | 5.9826 | 24.725 | 33.5906 | 41.2752 | Brazil
China | Onshore wind (>= 1 MW) | 50 | 25.62% | 30.0303 | 44.8722 | 57.6093 | 0.59257 | 0.32275 | 0.19925 | 13.18 | 43.8029 | 58.375 | 70.9886 | China
India | Onshore wind (>= 1 MW) | 65 | 26.92% | 21.3625 | 31.9205 | 40.9813 | 0.34341 | 0.18705 | 0.11547 | 3.7199 | 25.4258 | 35.8275 | 44.8166 | India
* Indicated as reference datasets by the providing country.
Table 3.15.b: Levelised cost of electricity for wind generators - Offshore
Country | Technology | Net capacity (MWe) | Capacity factor (%) | Investment (USD/MWh) |  |  | Decommissioning (USD/MWh) |  |  | O&M (USD/MWh) | LCOE (USD/MWh) |  |  | Country
|  |  |  | 3% | 7% | 10% | 3% | 7% | 10% |  | 3% | 7% | 10%
Australia | Offshore wind | 100 | 51% | 44.6616 | 66.7347 | 85.6775 | 1.0204 | 0.55578 | 0.3431 | 18.0718 | 63.7537 | 85.3623 | 104.0924 | Australia
Belgium | Offshore wind | 12 | 39% | 39.6831 | 59.2957 | 76.1269 | 0.90664 | 0.49382 | 0.30486 | 35.4114 | 76.0011 | 95.2009 | 111.8431 | Belgium
| Offshore wind | 50 | 39% | 39.6831 | 59.2957 | 76.1269 | 0.90664 | 0.49382 | 0.30486 | 27.6403 | 68.23 | 87.4298 | 104.0721
Denmark | Offshore wind | 11.25 | 51.8% | 25.4611 | 38.0447 | 48.8438 | 0.58171 | 0.31684 | 0.1956 | 13.5753 | 39.618 | 51.9368 | 62.6147 | Denmark
| Offshore wind | 11.5 | 51.88% | 21.7417 | 32.4871 | 41.7087 | 0.49673 | 0.27056 | 0.16703 | 12.3278 | 34.5662 | 45.0855 | 54.2035
France | Offshore wind | 500 | 45% | 44.7096 | 66.8065 | 85.7697 | 1.0215 | 0.55637 | 0.34347 | 22.4577 | 68.1888 | 89.8206 | 108.5709 | France
Japan | Offshore wind | 100 | 30% | 88.2616 | 131.8833 | 169.3187 | 2.0165 | 1.0983 | 0.67805 | 67.1969 | 157.475 | 200.1785 | 237.1936 | Japan
Korea | Offshore wind | 99 | 30% | 76.9163 | 114.9307 | 147.5541 | 1.7573 | 0.95716 | 0.59089 | 45.0961 | 123.7697 | 160.9839 | 193.241 | Korea
United States | Offshore wind | 600 | 47.13% | 27.1515 | 40.5707 | 52.0868 | 0.525 | 0.28595 | 0.17653 | 20.4396 | 48.1162 | 61.2963 | 72.7029 | United States
| Offshore wind | 600 | 45.93% | 27.9472 | 41.7596 | 53.6131 | 0.53417 | 0.29095 | 0.17961 | 21.4253 | 49.9066 | 63.4758 | 75.218
| Offshore wind* | 600 | 46.28% | 29.1827 | 43.6057 | 55.9833 | 0.55669 | 0.30322 | 0.18719 | 21.6464 | 51.3858 | 65.5553 | 77.8169
| Offshore wind | 600 | 46.07% | 30.6115 | 45.7407 | 58.7243 | 0.58233 | 0.31718 | 0.19581 | 21.9479 | 53.1417 | 68.0058 | 80.868
| Offshore wind | 600 | 45.32% | 31.6619 | 47.3103 | 60.7394 | 0.59781 | 0.32561 | 0.20101 | 22.9226 | 55.1824 | 70.5585 | 83.863
| Offshore wind | 600 | 38.91% | 37.2199 | 55.6151 | 71.4016 | 0.6964 | 0.37931 | 0.23416 | 26.3223 | 64.2386 | 82.3168 | 97.9581
| Offshore wind | 600 | 30.06% | 52.5802 | 78.567 | 100.8685 | 0.99204 | 0.54034 | 0.33357 | 32.5614 | 86.1337 | 111.6687 | 133.7634
| Offshore wind | 600 | 52.6% | 30.0399 | 44.8866 | 57.6278 | 0.56104 | 0.30558 | 0.18865 | 14.1066 | 44.7076 | 59.2988 | 71.923
| Offshore wind | 600 | 51.32% | 30.9094 | 46.1858 | 59.2958 | 0.57193 | 0.31151 | 0.19231 | 14.6235 | 46.1048 | 61.1208 | 74.1116
| Offshore wind | 600 | 50.41% | 32.3327 | 48.3126 | 62.0263 | 0.59608 | 0.32467 | 0.20043 | 15.4905 | 48.4193 | 64.1277 | 77.7172
| Offshore wind | 600 | 49.72% | 33.9739 | 50.7648 | 65.1746 | 0.6256 | 0.34075 | 0.21036 | 16.9917 | 51.5912 | 68.0973 | 82.3766
| Offshore wind | 600 | 46.85% | 36.4441 | 54.456 | 69.9134 | 0.6664 | 0.36297 | 0.22408 | 19.1846 | 56.2952 | 74.0036 | 89.3222
| Offshore wind | 600 | 37.36% | 45.7504 | 68.3616 | 87.7662 | 0.82878 | 0.45141 | 0.27867 | 24.6593 | 71.2385 | 93.4724 | 112.7043
| Offshore wind | 600 | 30.71% | 61.1469 | 91.3676 | 117.3025 | 1.1239 | 0.61215 | 0.3779 | 27.0841 | 89.3549 | 119.0639 | 144.7646
Non-OECD countries
China | Offshore wind | 50 | 35.41% | 41.9316 | 62.6555 | 80.4405 | 0.88188 | 0.48033 | 0.29653 | 18.68 | 61.4935 | 81.8159 | 99.417 | China
* Indicated as reference datasets by the providing country

## 3.16.a.b.c
Back to the table of content
Table 3.16.a: Levelised cost of electricity for other renewable generation - Hydropower
Country | Technology | Net capacity (MWe) | Capacity factor (%) | Investment (USD/MWh) |  |  | Decommissioning (USD/MWh) |  |  | Fuel (USD/MWh) | O&M (USD/MWh) | LCOE (USD/MWh) |  |  | Country
|  |  |  | 3% | 7% | 10% | 3% | 7% | 10% |  |  | 3% | 7% | 10%
Austria | Run of river (< 5 MW) | 2.2 | 51.4% | 18.434 | 42.4011 | 64.05 | 0.078046 | 0.0074313 | 0.0011111 | 0 | 11.916 | 30.4281 | 54.3245 | 75.9671 | Austria
Germany | Run of river (>= 5 MW) | 24.5 | 65% | 18.5242 | 42.6085 | 64.3633 | 5.6463 | 5.8899 | 5.5532 | 0 | 8.4983 | 32.6688 | 56.9968 | 78.4148 | Germany
Italy | Run of river (< 5 MW) | 0.02 | 55% | 47.13 | 108.41 | 163.77 | 0.2 | 0.02 | 0.003 | 0 | 24.64 | 71.97 | 133.07 | 188.41 | Italy
| Run of river (< 5 MW) | 0.1 | 34.2% | 35.3605 | 81.3346 | 122.862 | 0.14971 | 0.014255 | 0.0021313 | 0 | 17.0087 | 52.5189 | 98.3576 | 139.8728
| Run of river (< 5 MW) | 0.2 | 55.46% | 39.8274 | 91.6092 | 138.3824 | 0.16862 | 0.016056 | 0.0024006 | 0 | 21.467 | 61.4631 | 113.0923 | 159.8519
| Run of river (< 5 MW) | 0.3 | 19.47% | 32.8184 | 75.4875 | 114.0294 | 0.13895 | 0.01323 | 0.0019781 | 0 | 22.0853 | 55.0427 | 97.5861 | 136.1168
| Run of river (< 5 MW) | 0.25 | 14.73% | 99.3493 | 228.5187 | 345.1944 | 0.42062 | 0.040051 | 0.0059883 | 0 | 29.1842 | 128.9541 | 257.7429 | 374.3846
| Run of river (< 5 MW) | 0.25 | 8.418% | 155.7199 | 358.1798 | 541.0571 | 0.65929 | 0.062775 | 0.009386 | 0 | 51.0724 | 207.4516 | 409.3149 | 592.1388
| Run of river (< 5 MW) | 0.5 | 20.41% | 21.0382 | 48.3911 | 73.0983 | 0.089071 | 0.0084811 | 0.0012681 | 0 | 13.0081 | 34.1354 | 61.4077 | 86.1077
| Run of river (< 5 MW) | 0.5 | 15.15% | 100.1692 | 230.4045 | 348.043 | 0.4241 | 0.040381 | 0.0060377 | 0 | 17.5248 | 118.1181 | 247.9697 | 365.5739
| Run of river (< 5 MW) | 0.5 | 21.99% | 43.7668 | 100.6703 | 152.07 | 0.1853 | 0.017644 | 0.002638 | 0 | 12.0745 | 56.0266 | 112.7625 | 164.1472
| Run of river (< 5 MW) | 0.7 | 55.46% | 31.9223 | 73.4262 | 110.9158 | 0.13515 | 0.012869 | 0.0019241 | 0 | 12.4735 | 44.5309 | 85.9126 | 123.3912
| Run of river (< 5 MW) | 1 | 14.52% | 26.4219 | 60.7745 | 91.8044 | 0.11187 | 0.010651 | 0.0015926 | 0 | 8.708 | 35.2418 | 69.4932 | 100.514
| Run of river (< 5 MW) | 2.12 | 50.37% | 25.6256 | 58.9427 | 89.0373 | 0.10849 | 0.01033 | 0.0015446 | 0 | 8.4232 | 34.1573 | 67.3763 | 97.4621
| Run of river (>= 5 MW) | 5 | 36.93% | 33.1616 | 76.2769 | 115.2219 | 0.1404 | 0.013368 | 0.0019988 | 0 | 27.5283 | 60.8303 | 103.8186 | 142.7522
| Reservoir (< 5 MW) | 0.315 | 65.46% | 24.3167 | 55.9322 | 84.4897 | 0.10295 | 0.0098028 | 0.0014657 | 0 | 16.8455 | 41.2652 | 72.7875 | 101.3367
| Reservoir (>= 5 MW) | 15 | 37.86% | 32.9461 | 75.7812 | 114.4731 | 0.13949 | 0.013282 | 0.0019858 | 0 | 18.367 | 51.4526 | 94.1614 | 132.842
Japan | Reservoir (>= 5 MW) | 11.952 | 45% | 51.9015 | 119.3814 | 180.3344 | 0.21974 | 0.020923 | 0.0031283 | 0 | 22.998 | 75.1193 | 142.4003 | 203.3356 | Japan
Norway | Reservoir (>= 5 MW) | 30 | 52% | 14.6605 | 33.7214 | 50.9387 | 0.06207 | 0.0059101 | 0.00088366 | 0 | 4.9185 | 19.6411 | 38.6458 | 55.8581 | Norway
| Run of river (< 5 MW) | 3 | 47% | 16.7724 | 38.5792 | 58.2767 | 0.071011 | 0.0067615 | 0.001011 | 0 | 8.6074 | 25.4509 | 47.1934 | 66.8852
United States | Run of river (< 5 MW)* | 4.8 | 61.73% | 41.5053 | 95.4686 | 144.2124 | 0.14324 | 0.013639 | 0.0020393 | 0 | 22.2388 | 63.8873 | 117.721 | 166.4532 | United States
| Run of river (>= 5 MW)* | 82.2 | 63.66% | 36.6332 | 84.262 | 127.2839 | 0.12306 | 0.011718 | 0.001752 | 0 | 5.9335 | 42.6897 | 90.2072 | 133.2192
| Run of river (< 5 MW)* | 4.2 | 59.72% | 28.7329 | 66.0902 | 99.8341 | 0.086934 | 0.0082776 | 0.0012376 | 0 | 24.4161 | 53.236 | 90.5146 | 124.2514
| Run of river (>= 5 MW)*, ** | 44.7 | 59.78% | 27.0602 | 62.2425 | 94.022 | 0.079322 | 0.0075528 | 0.0011293 | 0 | 8.3307 | 35.4702 | 70.5808 | 102.3538
| Run of river (< 5 MW) | 3.7 | 65.64% | 45.7606 | 105.2563 | 158.9975 | 0.16112 | 0.015342 | 0.0022939 | 0 | 23.3985 | 69.3202 | 128.6702 | 182.3983
| Run of river (>= 5 MW) | 44.1 | 66.19% | 40.5114 | 93.1826 | 140.7592 | 0.13866 | 0.013203 | 0.001974 | 0 | 7.5662 | 48.2163 | 100.762 | 148.3274
| Run of river (< 5 MW) | 4.3 | 62.35% | 42.1252 | 96.8945 | 146.3663 | 0.14292 | 0.013608 | 0.0020347 | 0 | 23.1745 | 65.4426 | 120.0826 | 169.5428
| Run of river (>= 5 MW)** | 94 | 66.46% | 35.5798 | 81.8389 | 123.6238 | 0.11688 | 0.011129 | 0.001664 | 0 | 5.3489 | 41.0456 | 87.199 | 128.9744
Non-OECD countries
Brazil | Run of river (>= 5 MW) | 247.5 | 50% | 18.6738 | 42.9526 | 64.8831 | 0.079061 | 0.007528 | 0.0011256 | 0 | 3.1558 | 21.9087 | 46.116 | 68.0401 | Brazil
India | Reservoir (>= 5 MW) | 175 | 60% | 16.3815 | 37.6799 | 56.9183 | 0.061992 | 0.0059027 | 0.00088256 | 0 | 11.6482 | 28.0916 | 49.334 | 68.5673 | India
* These are projects for powering non-powered dams (NPD). They are thus brownfield projects, for which part of the investment costs have already been amortised.
** Indicated as reference datasets by the providing country.
Table 3.16.b: Levelised cost of electricity for other renewable generation - Biomass
Country | Technology | Net capacity (MWe) | Capacity factor (%) | Investment (USD/MWh) |  |  | Decommissioning (USD/MWh) |  |  | Fuel (USD/MWh) | O&M (USD/MWh) | LCOE (USD/MWh) |  |  | Country
|  |  |  | 3% | 7% | 10% | 3% | 7% | 10% |  |  | 3% | 7% | 10%
Italy | Biomass | 0.45 | 89.45% | 26.5941 | 48.9343 | 69.7327 | 0.37288 | 0.13307 | 0.057617 | 0 | 26.8919 | 53.8589 | 75.9593 | 96.6823 | Italy
| Biomass | 0.415 | 88.59% | 38.1647 | 70.2247 | 100.0721 | 0.53511 | 0.19097 | 0.082685 | 159.4148 | 59.0004 | 257.115 | 288.8309 | 318.57
Non-OECD countries
Brazil* | Biomass | 25 | 30% | 18.8491 | 34.6831 | 49.4244 | 0.19669 | 0.070194 | 0.030392 | 0 | 18.7456 | 37.7914 | 53.4989 | 68.2004 | Brazil*
India | Biomass | 30 | 85% | 5.0642 | 9.3184 | 13.279 | 0.048853 | 0.017435 | 0.0075487 | 106.24 | 2.24 | 113.5927 | 117.8154 | 121.7661 | India
* Fuel cost are zero, since the feedstock is bagasse, an agricultural residue from sugar cane processing.
Table 3.16.c: Levelised cost of electricity for other renewable generation - Geothermal
Country | Technology | Net capacity (MWe) | Capacity factor (%) | Investment (USD/MWh) |  |  | Decommissioning (USD/MWh) |  |  | Fuel (USD/MWh) | O&M (USD/MWh) | LCOE (USD/MWh) |  |  | Country
|  |  |  | 3% | 7% | 10% | 3% | 7% | 10% |  |  | 3% | 7% | 10%
Italy | Geothermal | 39.6 | 75.79% | 26.6454 | 50.041 | 72.4243 | 0.36799 | 0.13133 | 0.056863 | 0 | 17.9573 | 44.9707 | 68.1296 | 90.4385 | Italy
| Geothermal | 15 | 85.6% | 43.6924 | 82.0558 | 118.7592 | 0.60343 | 0.21535 | 0.093242 | 0 | 21.2509 | 65.5467 | 103.522 | 140.1034
| Geothermal | 10 | 85.6% | 60.0326 | 112.7433 | 163.1732 | 0.8291 | 0.29589 | 0.12811 | 0 | 23.0218 | 83.8835 | 136.061 | 186.3232
| Geothermal | 5 | 85.6% | 67.137 | 126.0857 | 182.4837 | 0.92722 | 0.33091 | 0.14327 | 0 | 25.383 | 93.4473 | 151.7996 | 208.01
United States | Geothermal | 30 | 90% | 24.0043 | 45.0808 | 65.2455 | 0.23978 | 0.085573 | 0.037051 | 0 | 16.6295 | 40.8735 | 61.7959 | 81.912 | United States
| Geothermal | 25 | 80% | 36.3002 | 68.1731 | 98.6668 | 0.39632 | 0.14144 | 0.06124 | 0 | 25.1867 | 61.8832 | 93.5012 | 123.9147

## 3.17
Back to the table of content
Table 3.17: Levelised cost of electricity for combined heat and power (CHP) plants
Country | Technology | Net capacity (MWe) | Capacity factor (%) | Investment (USD/MWh) |  |  | Decommissioning (USD/MWh) |  |  | Fuel (USD/MWh) | Carbon (USD/MWh) | O&M (USD/MWh) | Heat credit (USD/MWh) | LCOE (USD/MWh) |  |  | Country
|  |  |  | 3% | 7% | 10% | 3% | 7% | 10% |  |  |  |  | 3% | 7% | 10%
Denmark | Biomass | 176.9 | 46% | 45.4 | 83.54 | 119.04 | 0.64 | 0.23 | 0.1 | 111.18 | 0 | 33.29 | -102.95 | 87.55 | 125.28 | 160.65 | Denmark
| Biomass | 261.2 | 46% | 30.71 | 56.51 | 80.53 | 0.43 | 0.15 | 0.07 | 126.32 | 0 | 20.77 | -72.67 | 105.57 | 131.09 | 155.02
| Biomass | 258.2 | 57% | 26.71 | 49.14 | 70.02 | 0.37 | 0.13 | 0.06 | 76.87 | 0 | 19.36 | -50.25 | 73.05 | 95.25 | 116.06
| Biomass | 357.6 | 57% | 22.97 | 42.26 | 60.22 | 0.32 | 0.11 | 0.05 | 95.07 | 0 | 14.28 | -39.01 | 93.63 | 112.71 | 130.61
| Coal (Ultra-supercritical) | 700 | 57% | 20.27 | 37.31 | 53.16 | 0.28 | 0.1 | 0.04 | 21.28 | 20.22 | 10.73 | -29.69 | 43.1 | 59.95 | 75.74
| Gas (CCGT) | 500 | 57% | 10.77 | 17.69 | 23.97 | 0.21 | 0.1 | 0.05 | 47.47 | 10.54 | 11.96 | -14.82 | 66.11 | 72.92 | 79.16
| Gas (OCGT) | 125 | 46% | 8.86 | 14.26 | 19.05 | 0.17 | 0.08 | 0.05 | 67.65 | 15.02 | 10.77 | -38.05 | 64.41 | 69.73 | 74.48
Italy | Biomass | 0.415 | 89% | 38.16 | 70.22 | 100.07 | 0.54 | 0.19 | 0.08 | 154.81 | 0 | 59 | -114.62 | 137.89 | 169.61 | 199.35 | Italy
Romania | Pulverised (Lignite)* | 2900 | 50% | 10.48 | 19.29 | 27.49 | 2.18 | 2.34 | 2.33 | 12.28 | 33.5 | 129.88 | -1.63 | 186.68 | 195.65 | 203.85 | Romania
| Gas (OCGT)* | 195 | 90% | 2.17 | 3.49 | 4.66 | 0.17 | 0.16 | 0.16 | 33.88 | 7.52 | 11.75 | -4.34 | 51.15 | 52.47 | 53.63
Slovak Republic | Gas (CCGT)* | 5.8 | 70% | 9.95 | 16.34 | 22.15 | 3.14 | 3.46 | 3.59 | 84.46 | 18.75 | 7.74 | -68.78 | 55.25 | 61.97 | 67.9 | Slovak Republic
| Gas (OCGT) | 35.9 | 98% | 6.68 | 10.76 | 14.37 | 0.13 | 0.06 | 0.03 | 57.46 | 12.75 | 6.1 | -26.13 | 57 | 61.01 | 64.59
* The O&M costs for these plants include costs for refurbishment at regular intervals. Minor adjustments have been made to LCOE figures to compensate for the differentiated impact of these costs at 3% and 10% discount rates.

## 3.18
Back to the table of content
Table 3.18: Levelised cost of electricity for storage technologies
Country | Technology | Net capacity (MWe) | Storage capacity**** (h) | Capacity factor (%) | Investment (USD/MWh) |  |  | Decommissioning (USD/MWh) |  |  | Charging Costs (USD/MWh) | O&M (USD/MWh) | LCOS (RAOP*) (USD/MWh) |  |  | Country
[5 empty] | 3% | 7% | 10% | 3% | 7% | 10% |  |  | 3% | 7% | 10%
Australia | Pumped storage | 200 | na | 15% | 22.5932 | 47.9772 | 68.2666 | 0.10157 | 0.0096711 | 0.001446 | 0 | 3.4117 | 26.1065 | 51.3986 | 71.6797 | Australia
Canada | ACAES*** | 250 | 4 | 15% | 51.6538 | 100.1655 | 143.5478 | 2.511 | 1.9949 | 1.6991 | 0 | 12.7108 | 66.8756 | 114.8712 | 157.9576 | Canada
Denmark | Lithium-ion battery | 19.44 | 0.33 | 15% | 43.1908 | 52.4557 | 59.9597 | 1.5374 | 1.2053 | 1.003 | 0 | 2.7325 | 47.4607 | 56.3935 | 63.6953 | Denmark
| Pumped storage | 1000 | na | 15% | 111.5422 | 236.8625 | 337.0305 | 0.50144 | 0.047746 | 0.0071389 | 0 | 8.0848 | 120.1284 | 244.995 | 345.1224
Finland | Lithium-ion battery | 1.14 | 5.26 | 15% | 175.5154 | 213.165 | 243.6595 | 6.2475 | 4.898 | 4.076 | 0 | 19.0259 | 200.7888 | 237.0889 | 266.7613 | Finland
Italy | Lithium-ion battery | 2 | 0.5 | 15% | 40.3386 | 48.9916 | 56.0001 | 1.4359 | 1.1257 | 0.93678 | 0 | 6.8493 | 48.6238 | 56.9666 | 63.7862 | Italy
Non-OECD countries
India | Lithium-ion battery | 1 | na | 15% | 73.6973 | 89.506 | 102.3103 | 1.7976 | 1.4093 | 1.1728 | 0 | 12.5731 | 88.0679 | 103.4883 | 116.0561 | India
| Pumped storage | 175 | 4 | 15% | 14.1842 | 30.1205 | 42.8583 | 0.034312 | 0.0032671 | 0.00048848 | 0 | 10.7093 | 24.9279 | 40.8331 | 53.5681
* The required average operational profit (RAOP) is the required total operational profit per unit of discharged energy.
** The total required operational profit (OP) is the total required revenue from discharging electricity minus the total cost from charging electricity.
*** Adiabatic Compressed Air Energy Storage.
**** Without specific data available, the storage capacity was set at 4 hours by default.

## 3.19
Back to the table of content
Table 3.19: Levelised cost of electricity for fuel cells
Country | Technology | Net capacity (MWe) | Capacity factor (%) | Investment (USD/MWh) |  |  | Decommissioning (USD/MWh) |  |  | Fuel Cost (USD/MWh) | O&M (USD/MWh) | LCOE (USD/MWh) |  |  | Country
|  |  |  | 3% | 7% | 10% | 3% | 7% | 10% |  |  | 3% | 7% | 10%
France | Fuel cell | 0.00265 | 85% | 58.6046 | 82.3001 | 102.4117 | 1.5522 | 0.96132 | 0.6605 | 111.1111 | 42.6562 | 213.9242 | 237.0288 | 256.8395 | France
| Fuel cell | 0.2025 | 85% | 53.2769 | 74.8183 | 93.1015 | 1.4111 | 0.87393 | 0.60045 | 111.1111 | 22.5898 | 188.3889 | 209.3931 | 227.4029
| Fuel cell | 15.2 | 85% | 21.3108 | 29.9273 | 37.2406 | 0.56444 | 0.34957 | 0.24018 | 111.1111 | 36.7544 | 169.7407 | 178.1423 | 185.3463
Norway | Fuel cell | 1 | 85% | 31.8571 | 44.7378 | 55.6703 | 0.84377 | 0.52257 | 0.35904 | 111.1111 | 1.6936 | 145.5055 | 158.065 | 168.834 | Norway
**** Without specific data available, the storage capacity was set at 4 hours by default.

## 3.20a.b
Back to the table of content
Table 3.20.a: Levelised cost of electricity for combined-cycle gas turbine (CCGT) at 50% capacity factor
Country | Technology | Net capacity (MWe) | Electrical conversion efficiency (%) | Investment (USD/MWh) |  |  | Decommissioning (USD/MWh) |  |  | Fuel (USD/MWh) | Carbon (USD/MWh) | O&M (USD/MWh) | LCOE (USD/MWh) |  |  | Country
|  |  |  | 3% | 7% | 10% | 3% | 7% | 10% |  |  |  | 3% | 7% | 10%
Australia | CCGT | 506 | 47.52% | 11.4595 | 18.8267 | 25.5155 | 0.2192 | 0.10432 | 0.057503 | 56.0366 | 12.75 | 7.3437 | 87.8089 | 95.0613 | 101.7032 | Australia
| CCGT (CCUS) | 437 | 40.99% | 33.9211 | 55.7289 | 75.5283 | 0.64886 | 0.30879 | 0.17021 | 64.9636 | 1.4781 | 14.2604 | 115.2721 | 136.7398 | 156.4006
Belgium | CCGT | 500 | 59.5% | 9.2079 | 15.1275 | 20.5021 | 0.17613 | 0.083821 | 0.046205 | 45.8775 | 10.1829 | 7.5501 | 72.9945 | 78.8219 | 84.1588 | Belgium
| CCGT | 500 | 64% | 12.1119 | 19.8985 | 26.9681 | 0.23168 | 0.11026 | 0.060777 | 42.6518 | 9.4669 | 7.0188 | 71.481 | 79.1462 | 86.1663
| CCGT | 500 | 58% | 11.6869 | 19.2003 | 26.0219 | 0.22355 | 0.10639 | 0.058644 | 47.064 | 10.4462 | 8.8899 | 78.3105 | 85.7068 | 92.4806
Canada | CCGT | 471 | 56.9% | 12.6981 | 20.8616 | 28.2734 | 0.2429 | 0.11559 | 0.063718 | 19.1895 | 10.6482 | 10.3651 | 53.1438 | 61.18 | 68.5399 | Canada
Italy | CCGT | 790 | 60% | 7.083 | 11.6366 | 15.7708 | 0.13549 | 0.064478 | 0.035542 | 45.4952 | 10.098 | 9.4361 | 72.2477 | 76.7303 | 80.8357 | Italy
Japan | CCGT | 1372 | 55.89% | 13.3082 | 21.864 | 29.6318 | 0.25457 | 0.12115 | 0.06678 | 61.0456 | 10.8396 | 10.8733 | 96.3213 | 104.7436 | 112.4571 | Japan
Korea | CCGT | 491 | 56.1% | 13.2898 | 21.8337 | 29.5908 | 0.25421 | 0.12098 | 0.066687 | 60.8225 | 10.8 | 16.8579 | 102.0244 | 110.4351 | 118.1379 | Korea
| CCGT | 982 | 58.6% | 10.0618 | 16.5305 | 22.4035 | 0.19247 | 0.091595 | 0.05049 | 58.2277 | 10.3392 | 11.8516 | 90.6728 | 97.0406 | 102.8725
Mexico | CCGT | 503 | 50.5% | 8.0335 | 13.1982 | 17.8872 | 0.15367 | 0.07313 | 0.040312 | 21.6215 | 11.9976 | 8.8227 | 50.6289 | 55.7131 | 60.3693 | Mexico
| CCGT | 785 | 59.7% | 8.0087 | 13.1575 | 17.832 | 0.15319 | 0.072905 | 0.040187 | 18.2895 | 10.1487 | 9.5784 | 46.1786 | 51.247 | 55.8889
| CCGT | 835 | 57.8% | 5.5964 | 9.1944 | 12.4609 | 0.10705 | 0.050945 | 0.028083 | 18.8907 | 10.4824 | 9.205 | 44.2816 | 47.8234 | 51.0671
Romania | CCGT | 750 | 58% | 3.0447 | 5.0022 | 6.7794 | 0.18406 | 0.12308 | 0.092863 | 47.064 | 10.4462 | 60.8964 | 121.6355 | 123.5319 | 125.2789 | Romania
United States | CCGT | 726.548 | 59.41% | 11.4246 | 18.7694 | 25.4378 | 0.21854 | 0.104 | 0.057328 | 18.3788 | 10.1983 | 7.8222 | 48.0423 | 55.2726 | 61.8943 | United States
| CCGT (CCUS) | 645.738 | 47.66% | 28.9468 | 47.5566 | 64.4526 | 0.55371 | 0.26351 | 0.14525 | 22.9102 | 5.0851 | 20.2256 | 77.7215 | 96.0411 | 112.8188
Non-OECD countries
Brazil | CCGT | 980 | 58% | 11.4959 | 18.8866 | 25.5967 | 0.2199 | 0.10465 | 0.057686 | 18.8256 | 10.4462 | 13.3114 | 54.2991 | 61.5745 | 68.2376 | Brazil
China | CCGT | 475 | 58% | 6.7207 | 11.0413 | 14.9641 | 0.096417 | 0.045885 | 0.025293 | 53.5353 | 10.4462 | 15.9361 | 86.7347 | 91.0048 | 94.907 | China
Table 3.20.b: Levelised cost of electricity for open-cycle gas turbine (OCGT) at 10% capacity factor
Country | Technology | Net capacity (MWe) | Electrical conversion efficiency (%) | Investment (USD/MWh) |  |  | Decommissioning (USD/MWh) |  |  | Fuel (USD/MWh) | Carbon (USD/MWh) | O&M (USD/MWh) | LCOE (USD/MWh) |  |  | Country
|  |  |  | 3% | 7% | 10% | 3% | 7% | 10% |  |  |  | 3% | 7% | 10%
Autralia | OCGT | 537 | 30.64% | 39.4861 | 63.5983 | 84.9304 | 0.76669 | 0.36487 | 0.20113 | 86.9079 | 19.7742 | 11.5298 | 158.4646 | 182.175 | 203.3434 | Australia
Belgium | OCGT | 350 | 40% | 31.4 | 50.5745 | 67.5382 | 0.60969 | 0.29015 | 0.15994 | 68.2428 | 15.147 | 12.6338 | 128.0333 | 146.8883 | 163.7217 | Belgium
| OCGT | 500 | 41% | 39.6338 | 63.8363 | 85.2482 | 0.76956 | 0.36623 | 0.20188 | 66.5784 | 14.7776 | 26.9002 | 148.6595 | 172.4587 | 193.7062
| OCGT | 500 | 38% | 34.8889 | 56.1939 | 75.0424 | 0.67743 | 0.32239 | 0.17771 | 71.8346 | 15.9442 | 16.9746 | 140.3197 | 161.2697 | 179.9735
Canada | OCGT | 100 | 41.3% | 67.4291 | 108.6049 | 145.0331 | 1.3093 | 0.62307 | 0.34346 | 26.4379 | 14.6702 | 24.5586 | 134.4051 | 174.8947 | 211.0433 | Canada
| OCGT | 243 | 40% | 30.6123 | 49.3058 | 65.8439 | 0.59439 | 0.28287 | 0.15593 | 27.2971 | 15.147 | 48.4808 | 122.1316 | 140.5135 | 156.9247
Italy | OCGT | 130 | 36.9% | 19.1889 | 30.9067 | 41.2733 | 0.37259 | 0.17731 | 0.09774 | 73.976 | 16.4195 | 26.3311 | 136.288 | 147.8105 | 158.0976 | Italy
Non-OECD countries
Brazil | OCGT | 980 | 44% | 43.683 | 70.3581 | 93.9575 | 0.84819 | 0.40365 | 0.2225 | 24.8156 | 13.77 | 33.7148 | 116.8315 | 143.0621 | 166.4804 | Brazil

## 3.21
Back to the table of content
Table 3.21: Levelised cost of electricity for coal technologies at 50% capacity factor
Country | Technology | Net capacity (MWe) | Electrical conversion efficiency (%) | Investment (USD/MWh) |  |  | Decommissioning (USD/MWh) |  |  | Fuel (USD/MWh) | Carbon (USD/MWh) | O&M (USD/MWh) | LCOE (USD/MWh) |  |  | Country
|  |  |  | 3% | 7% | 10% | 3% | 7% | 10% |  |  |  | 3% | 7% | 10%
Australia | Supercritical pulverised | 722 | 40.11% | 25.1395 | 46.2578 | 65.9187 | 0.35248 | 0.12579 | 0.054466 | 29.6548 | 25.472 | 12.5725 | 93.1912 | 114.0828 | 133.6724 | Australia
| Supercritical pulverised (CCUS) | 633 | 30.05% | 46.3812 | 85.3434 | 121.6167 | 0.65031 | 0.23208 | 0.10049 | 39.5824 | 3.3999 | 25.7517 | 115.7655 | 154.3095 | 190.4512
| Supercritical pulverised (lignite) | 709 | 31.75% | 38.8015 | 71.3964 | 101.7419 | 0.54404 | 0.19416 | 0.084065 | 5.1339 | 34.3559 | 16.3884 | 95.2237 | 127.4687 | 157.7041
| Supercritical pulverised (lignite, CCUS) | 570 | 20.65% | 71.1888 | 130.9905 | 186.6651 | 0.99814 | 0.35622 | 0.15423 | 7.8935 | 5.2823 | 34.9455 | 120.3082 | 179.468 | 234.9407
Japan | Ultra-supercritical | 748.8 | 41.4% | 24.9881 | 45.9792 | 65.5216 | 0.35036 | 0.12504 | 0.054138 | 28.7305 | 24.6781 | 28.3529 | 107.0999 | 127.8657 | 147.3372 | Japan
Korea | Ultra-supercritical | 954 | 43.3% | 11.8876 | 21.8737 | 31.1707 | 0.16668 | 0.059484 | 0.025755 | 27.47 | 23.5954 | 16.2591 | 79.3788 | 89.2577 | 98.5209 | Korea
United States | Pulverised | 137.7 | 36.2% | 45.2691 | 83.2971 | 118.7007 | 0.63472 | 0.22652 | 0.098077 | 20.1897 | 28.2232 | 43.5807 | 137.8974 | 175.5172 | 210.7924 | United States
| Pulverised | 140.1 | 35.9% | 35.6099 | 65.5238 | 93.3732 | 0.49929 | 0.17819 | 0.07715 | 20.3585 | 28.4591 | 31.8411 | 116.7678 | 146.3605 | 174.1089
| Pulverised | 649.96 | 40.1% | 25.5986 | 47.1026 | 67.1224 | 0.35892 | 0.12809 | 0.05546 | 18.2261 | 25.4783 | 23.4113 | 93.0732 | 114.3464 | 134.2936
| Pulverised (CCUS) | 649.67 | 31.1% | 47.5625 | 87.5171 | 124.7143 | 0.66687 | 0.23799 | 0.10305 | 23.5006 | 13.1406 | 41.6359 | 126.5065 | 166.0322 | 203.0944
| Supercritical pulverised | 649.93 | 41.75% | 26.6738 | 49.081 | 69.9418 | 0.37399 | 0.13347 | 0.05779 | 17.5058 | 24.4714 | 23.8344 | 92.8594 | 115.0261 | 135.8112
| Supercritical pulverised (CCUS) | 649.6 | 32.66% | 48.079 | 88.4675 | 126.0687 | 0.67412 | 0.24058 | 0.10417 | 22.3815 | 12.5148 | 41.4493 | 125.0988 | 165.0538 | 202.5185
| Ultra-supercritical | 640.78 | 42.58% | 42.9447 | 79.0201 | 112.6058 | 0.60213 | 0.21489 | 0.093041 | 17.1636 | 23.993 | 41.36 | 126.0634 | 161.7516 | 195.2154
| Other coal (CCUS) | 499.12 | 31.34% | 61.8912 | 113.8824 | 162.2856 | 0.86778 | 0.30969 | 0.13409 | 23.319 | 13.0391 | 59.8346 | 158.9517 | 210.3849 | 258.6125
Non-OECD countries
Brazil | Other coal (lignite) | 900 | 34% | 22.6189 | 41.6198 | 59.3093 | 0.31714 | 0.11318 | 0.049005 | 31.7647 | 32.0294 | 11.7424 | 98.4725 | 117.2695 | 134.8948 | Brazil
China | Ultra-supercritical | 346.75 | 45% | 8.2646 | 15.2071 | 21.6706 | 0.098496 | 0.035151 | 0.01522 | 28.0246 | 22.704 | 18.4475 | 77.5391 | 84.4184 | 90.8619 | China
India | Ultra-supercritical | 400 | 45% | 11.8565 | 21.8165 | 31.0891 | 0.13148 | 0.046922 | 0.020316 | 26.4323 | 22.704 | 11.0084 | 72.1326 | 82.008 | 91.254 | India
| Ultra-supercritical | 400 | 45% | 11.4789 | 21.1217 | 30.099 | 0.12329 | 0.043998 | 0.01905 | 26.4323 | 22.704 | 41.1263 | 101.8647 | 111.4282 | 120.3806

## 3.22.a.b1.b2
Back to the table of content
Table 3.22.a: Levelised cost of electricity for nuclear technologies at 50% capacity factor - New Build
Country | Technology | Net capacity (MWe) | Electrical conversion efficiency (%) | Investment (USD/MWh) |  |  | Decommissioning (USD/MWh) |  |  | Fuel (USD/MWh) | O&M (USD/MWh) | LCOE (USD/MWh) |  |  | Country
|  |  |  | 3% | 7% | 10% | 3% | 7% | 10% |  |  | 3% | 7% | 10%
France | EPR | 1650 | 33% | 36.241 | 80.6871 | 124.5929 | 0.62024 | 0.084604 | 0.017279 | 9.33 | 15.1164 | 61.3076 | 105.2181 | 149.0566 | France
Japan | ALWR | 1152 | 33% | 35.7852 | 79.6724 | 123.0261 | 0.61244 | 0.08354 | 0.017061 | 13.9166 | 43.922 | 94.2363 | 137.5946 | 180.8818 | Japan
Korea | ALWR | 1377 | 36.48% | 19.4788 | 43.3677 | 66.9663 | 0.33337 | 0.045473 | 0.009287 | 9.33 | 30.4839 | 59.6261 | 83.2271 | 106.7895 | Korea
Russian Federation | VVER | 1122.36 | 37.5% | 20.5063 | 45.6554 | 70.4987 | 0.35095 | 0.047871 | 0.0097769 | 4.9886 | 15.7673 | 41.6132 | 66.4592 | 91.2644 | Russian Federation
Slovak Republic | Other nuclear | 1004 | 32.4% | 62.4896 | 139.1272 | 214.8332 | 3.0664 | 1.6301 | 1.091 | 9.33 | 15.8714 | 90.7575 | 165.9588 | 241.1257 | Slovak Republic
United States | LWR | 1100 | 33% | 38.3786 | 85.4462 | 131.9417 | 0.65682 | 0.089594 | 0.018298 | 9.33 | 18.4667 | 66.832 | 113.3325 | 159.7567 | United States
Non-OECD countries
China | LWR | 950 | 33% | 22.5756 | 50.2625 | 77.6128 | 0.38122 | 0.051999 | 0.01062 | 10 | 34.4064 | 67.3632 | 94.7209 | 122.0298 | China
India | LWR | 950 | 33% | 25.0848 | 55.849 | 86.2392 | 0.41798 | 0.057014 | 0.011644 | 9.33 | 31.8337 | 66.6665 | 97.0697 | 127.4145 | India
Table 3.22.b1: Levelised cost of electricity for nuclear technologies at 50% capacity factor - Long Term Operation (LTO), 10 years
Country | Technology | Net capacity (MWe) | Electrical conversion efficiency (%) | Investment (USD/MWh) |  |  | Decommissioning* (USD/MWh) |  |  | Fuel (USD/MWh) | O&M (USD/MWh) | LCOE (USD/MWh) |  |  | Country
|  |  |  | 3% | 7% | 10% | 3% | 7% | 10% |  |  | 3% | 7% | 10%
Switzerland | LTO | 1000 | 33% | 14.9415 | 18.5042 | 21.4579 | 1.209 | 0.683 | 0.451 | 9.33 | 20.9064 | 46.387 | 49.423 | 52.145 | Switzerland
France | LTO | 1000 | 33% | 17.0877 | 21.1621 | 24.54 | 1.383 | 0.781 | 0.516 | 9.33 | 20.9064 | 48.707 | 52.179 | 55.292 | France
Sweden | LTO | 1000 | 33% | 12.0619 | 14.9379 | 17.3224 | 0.976 | 0.551 | 0.364 | 9.33 | 20.9064 | 43.274 | 45.725 | 47.923 | Sweden
United States | LTO | 1000 | 33% | 10.6221 | 13.1548 | 15.2546 | 0.859 | 0.485 | 0.321 | 9.33 | 30.7237 | 51.535 | 53.694 | 55.629 | United States
Table 3.22.b2: Levelised cost of electricity for nuclear technologies at 50% capacity factor - Long Term Operation (LTO), 20 years
Country | Technology | Net capacity (MWe) | Electrical conversion efficiency (%) | Investment (USD/MWh) |  |  | Decommissioning* (USD/MWh) |  |  | Fuel (USD/MWh) | O&M (USD/MWh) | LCOE (USD/MWh) |  |  | Country
|  |  |  | 3% | 7% | 10% | 3% | 7% | 10% |  |  | 3% | 7% | 10%
Switzerland | LTO | 1000 | 33% | 8.5669 | 12.2678 | 15.487 | 0.491 | 0.219 | 0.119 | 9.33 | 20.9064 | 39.294 | 42.72 | 45.84 | Switzerland
France | LTO | 1000 | 33% | 9.7975 | 14.03 | 17.7115 | 0.584 | 0.26 | 0.142 | 9.33 | 20.9064 | 40.617 | 44.527 | 48.09 | France
Sweden | LTO | 1000 | 33% | 6.9159 | 9.9035 | 12.5022 | 0.398 | 0.177 | 0.097 | 9.33 | 20.9064 | 37.55 | 40.317 | 42.835 | Sweden
United States | LTO | 1000 | 33% | 6.0903 | 8.7213 | 11.0098 | 0.354 | 0.158 | 0.086 | 9.33 | 30.7237 | 46.498 | 48.93 | 51.15 | United States
* Conservatively, decommissioning costs are calculated on the basis of 15% LTO overnight costs, assuming that decommissioning starts 5 years after shutdown and lasts for 10 years as for new build. However, depending on the individual project, some of the incremental decommissioning costs due to LTO have already been included in the LTO overnight costs or are very small. In these cases, incremental decommissioning costs due to LTO will be closer to zero. Provisions for final decommissioning costs have already been accounted for in the cost of electricity produced during the original design lifetime of the plant.